{"text_format":"2","workbook":"xlsb","n_sheets":130,"sheets":["표지","목차","안내","Ⅰ. 에너지개요","Ⅰ-1","Ⅰ-2","Ⅰ-3","Ⅰ-4","Ⅰ-5","Ⅰ-6","Ⅰ-7","Ⅰ-8","Ⅰ-8-1","Ⅰ-8-2","Ⅰ-8-3","Ⅰ-9","Ⅱ. 석탄","Ⅱ-1 ","Ⅱ-2","Ⅱ-3","Ⅱ-4","Ⅱ-5","Ⅱ-6","Ⅱ-7","Ⅱ-8","Ⅱ-9","Ⅱ-10","Ⅱ-11","Ⅱ-12","Ⅲ. 가스","Ⅲ-1","Ⅲ-2","Ⅲ-3","Ⅲ-4","Ⅲ-5","Ⅲ-6","Ⅲ-7-1","Ⅲ-7-2","Ⅳ. 석유","Ⅳ-1","Ⅳ-2-1","Ⅳ-2-2","Ⅳ-2-3","Ⅳ-2-4","Ⅳ-3","Ⅳ-4","Ⅳ-4-1","Ⅳ-4-2","Ⅳ-4-3","Ⅳ-4-4","Ⅳ-4-4-1","Ⅳ-4-4-2","Ⅳ-4-4-3","Ⅳ-4-4-4","Ⅳ-4-4-5","Ⅳ-4-4-6","Ⅳ-4-4-7","Ⅳ-4-4-8","Ⅳ-4-5","Ⅳ-5","Ⅳ-6","Ⅴ. 전기열","Ⅴ-1","Ⅴ-2","Ⅴ-3","Ⅴ-4","Ⅴ-5","Ⅴ-6","Ⅴ-7","Ⅴ-8","Ⅴ-9","Ⅴ-10","Ⅴ-11","Ⅴ-12","Ⅴ-13","Ⅴ-14","Ⅴ-15","Ⅴ-16","Ⅴ-17-1","Ⅴ-17-2","Ⅴ-17-3","Ⅴ-17-4","Ⅴ-17-5","Ⅴ-17-6","Ⅴ-17-7","Ⅴ-17-8","Ⅴ-17-9","Ⅵ. 신재생에너지","Ⅵ-1","Ⅵ-2","Ⅵ-3","Ⅵ-4","Ⅵ-5","Ⅵ-6","Ⅵ-7","Ⅶ.주요경제통계","Ⅶ-1","Ⅶ-2","Ⅶ-3","Ⅶ-4","Ⅶ-5","Ⅶ-6","Ⅶ-7","Ⅶ-8","Ⅶ-9","Ⅶ-10","Ⅶ-11","Ⅶ-12","Ⅷ.해외에너지통계","Ⅷ-1-1","Ⅷ-1-2","Ⅷ-2-1","Ⅷ-2-2","Ⅷ-2-3","Ⅷ-2-4","Ⅷ-2-5","Ⅷ-2-6","Ⅷ-2-7","Ⅷ-2-8","Ⅷ-2-9","Ⅷ-2-10","Ⅷ-2-11","Ⅷ-2-12","Ⅷ-2-13","Ⅷ-2-14","Ⅷ-2-15","Ⅷ-2-16","Ⅷ-2-17","Ⅸ. 에너지밸런스","2023"],"not_rendered":{"charts":0,"images":1,"macros":1,"external_links":4,"defined_names":234,"comments":0,"pivot_tables":0},"unopened":[],"bounds":{"document_bytes":16777216,"sheet_cells":100000,"run_cost":"one","rows_first":2000,"rows_last":500,"rows_between":2000,"halvings":0,"cell_chars":16384,"cell_head_chars":4096},"cells_cut":0,"cells_raw":0,"read":"whole","date_system":"1900","formulas":"cached_only","passed_over":{"ids":[37,38,1024],"n":0}}

{"sheet":"표지","index":0,"n_rows":0,"n_cols":0,"rows_kept":0,"cut":false,"hidden":false,"merged":[],"flags":["formulas_cached_only"]}

{"sheet":"목차","index":1,"n_rows":25,"n_cols":3,"rows_kept":25,"cut":false,"hidden":false,"merged":[],"flags":["formulas_cached_only"]}
[null,"2024 에너지통계연보"]
[]
[]
[]
[]
[null,"제목을 클릭하시면 해당 시트로 이동합니다"]
[]
[]
[null,null,"Ⅰ. 에너지개요"]
[]
[null,null,"Ⅱ. 석탄"]
[]
[null,null,"Ⅲ. 가스 "]
[]
[null,null,"Ⅳ. 석유"]
[]
[null,null,"Ⅴ. 전기·열"]
[]
[null,null,"Ⅵ. 신재생에너지"]
[]
[null,null,"Ⅶ. 주요경제통계"]
[]
[null,null,"Ⅷ. 해외에너지통계"]
[]
[null,null,"Ⅸ. 에너지밸런스"]

{"sheet":"안내","index":2,"n_rows":48,"n_cols":2,"rows_kept":48,"cut":false,"hidden":false,"merged":[[47,1,47,8],[46,1,46,8],[1,1,1,8],[2,1,3,8],[6,1,8,8],[26,1,27,8],[36,1,37,8],[29,1,30,8],[44,1,45,8]],"flags":["formulas_cached_only"]}
[]
[]
[null,"1. 기초자료의 추가 확보, 추정방법 변경, 오류 수정 등으로 전 기간의 에너지밸런스 일부 항목들이 수정되었습니다(수정일: 2024.12.17)."]
[]
[]
[null,"□ 종합"]
[null," - 일부 전환사업자의 정보(업종, 사업자 유형, 생산방식 유형, 투입연료원, 연료투입량, 전기 및 열 생산량 등) 수정으로 인해 발전전용, 열병합, 열전용, 최종소비의 업종별 소비량 일부가 변경되었습니다."]
[]
[]
[]
[null,"□ 석탄"]
[null," - 국내무연탄 및 고형연료 최종소비의 부문별 소비량이 수정되었습니다."]
[null," - 수입무연탄의 산업부문 소비량이 수정되었습니다."]
[null," - 기타유연탄의 발전전용 및 산업부문 소비량이 수정되었습니다."]
[]
[null,"□ 가스"]
[null," - 천연가스의 국제해운벙커링 소비량이 추가되었습니다."]
[null," - 천연가스의 발전전용, 열병합 소비량이 수정되었습니다."]
[null," - 천연가스의 재고변화, 전환자체소비 및 산업부문 소비량이 수정되었습니다."]
[null," - 도시가스의 전환공정 가스제조량이 수정되었습니다."]
[]
[null,"□ 석유"]
[null," - 배럴과 리터의 환산계수를 수정하였습니다."]
[null," - 정제가스의 톤과 배럴 환산계수를 수정하였습니다."]
[]
[null,"□ 전력, 열, 신재생, 폐기물, 기타"]
[null," - 전환공정 중 발전전용, 열병합, 열전용의 수정으로 인해 전환공정과 최종소비의 수치가 변경되었습니다."]
[]
[]
[null,"2. 기초자료의 추가 확보, 추정방법 변경, 오류 수정 등으로 2016~2023년의 에너지밸런스 일부 항목들이 추가 수정되었습니다(수정일: 2025.2.5)."]
[]
[]
[null,"□ 종합"]
[null," - 공급 항목의 재고를 재고변화로 수정하였습니다."]
[]
[null,"□ 석탄"]
[null," - 2016~2023년 기타유연탄의 발전전용 산정방식 변경으로 인해 전환공정과 일차에너지소비의 수치가 변경되었습니다."]
[]
[]
[null,"□ 석유"]
[null," - 2023년 배럴과 리터의 환산계수를 수정하였습니다."]
[]
[null,"□ 열"]
[null," - 2023년 전환공정과 일차에너지소비의 수치가 변경되었습니다."]
[null,"3. 석유의 재고변화가 추가 수정되었습니다(수정일: 2025.3.4)."]
[]
[null,"4. 해외에너지통계 OECD 1인당 전력소비가 수정되었습니다(수정일: 2025.7.31)"]
[null,"5. 2023년 에너지밸런스는 잠정집계 결과입니다."]

{"sheet":"Ⅰ. 에너지개요","index":3,"n_rows":28,"n_cols":5,"rows_kept":28,"cut":false,"hidden":false,"merged":[],"flags":["formulas_cached_only"]}
[{"$nulls":4},"[목 차]"]
[]
[]
[null,"Ⅰ. 에너지개요"]
[]
[]
[null,"제목을 클릭하시면 해당 시트로 이동합니다"]
[]
[null,"1. 주요 에너지 지표"]
[]
[null,"2. 에너지 생산 및 수출입"]
[]
[null,"3. 에너지 수입액"]
[]
[null,"4. 일차에너지공급"]
[]
[null,"5. 일차에너지소비"]
[]
[null,"6. 전환부문"]
[]
[null,"7. 원별 최종소비"]
[]
[null,"8. 부문별 최종소비"]
[null,"8-1. 산업부문 에너지소비"]
[null,"8-2. 수송부문 에너지소비"]
[null,"8-3. 건물부문 에너지소비"]
[]
[null,"9. 산업별 에너지 투입액(2020)"]

{"sheet":"Ⅰ-1","index":4,"n_rows":48,"n_cols":15,"rows_kept":48,"cut":false,"hidden":false,"merged":[[3,9,3,10],[4,9,4,10],[5,9,5,10]],"flags":["formulas_cached_only"]}
["1. 주요 에너지 지표 Major energy indicators"]
[]
[]
[null,"국내생산","수입","수출","일차에너지공급1","일차에너지소비2","전환공정3","최종소비4","순수입5","에너지 수입의존도6",null,"TPES/GDP7","TFC/GDP7","TPES/인구8","TFC/인구8"]
[null,"Production","Imports","Exports","TPES1","TPEC2","Transformation3","TFC4","Net imports5","Rate of dependence on imports6",null,null,null,"TPES/population8","TFC/population8"]
[null,"1,000 toe","1,000 toe","1,000 toe","1,000 toe","1,000 toe","1,000 toe","1,000 toe","1,000 toe","%",null,"toe/mil.won","toe/mil.won","toe/capita","toe/capita"]
[1990,22559.808,74608.881,4002.039,89680.241,89774.965,-16533.82,71149.12,70606.842,88.675,73.932,0.181,0.144,2.092,1.66]
[1991,21748.556,91661.706,10421.51,96800.665,96733.037,-14463.852,80178.55,81240.196,92.236,77.693,0.176,0.146,2.236,1.852]
[1992,20313.902,111663.974,13882.353,110524.062,109595.386,-17341.372,89965.382,97781.621,94.345,81.558,0.189,0.154,2.526,2.056]
[1993,19865.258,128362.588,15480.219,124999.343,123301.193,-21144.555,99399.179,112882.369,95.529,83.901,0.2,0.159,2.828,2.249]
[1994,18623.921,138940.056,14043.097,132512.154,132861.388,-20288.5,109321.411,124896.959,97.234,86.169,0.194,0.16,2.968,2.449]
[1995,20361.672,152793.488,17783.498,145618.119,144201.646,-23957.533,116506.911,135009.99,97.72,86.212,0.194,0.155,3.229,2.584]
[1996,21703.766,171492.793,22971.249,156834.069,158424.374,-28913.245,125594.828,148521.544,98.082,86.298,0.193,0.155,3.445,2.759]
[1997,22524.433,190741.45,33462.784,165754.535,168556.255,-26261.793,134487.139,157278.666,98.267,86.641,0.192,0.156,3.607,2.927]
[1998,26196.717,181585.059,42282.905,154233.579,156326.722,-27052.552,122026.269,139302.154,97.727,83.189,0.188,0.149,3.332,2.636]
[1999,29494.394,194267.612,42593.906,167341.868,171017.867,-29931.785,133012.035,151673.706,97.912,82.515,0.183,0.146,3.59,2.853]
[2000,31255.358,210190.972,43506.576,183079.139,183964.592,-35612.346,140956.242,166684.396,97.817,82.938,0.183,0.141,3.895,2.999]
[2001,31753.569,208279.515,41897.635,185810.137,188028.488,-37193.547,143587.585,166381.88,97.951,82.864,0.178,0.137,3.923,3.031]
[2002,33646.613,207798.23,33546.092,196452.595,198607.163,-41385.386,150379.921,174252.138,97.932,82.775,0.174,0.134,4.123,3.156]
[2003,36943.499,210797.934,29225.955,201738.335,205092.193,-44022.336,154107.026,181571.979,97.633,81.564,0.174,0.133,4.212,3.218]
[2004,37479.564,217780.66,32640.227,205220.326,209407.958,-45318.852,156559.236,185140.433,97.55,81.626,0.168,0.128,4.268,3.256]
[2005,41418.853,217484.518,38088.404,211344.604,212572.938,-45474.735,158920.215,179396.114,97.47,80.108,0.166,0.125,4.386,3.298]
[2006,42065.074,230062.601,40261.75,216260.976,220645.546,-49662.039,162882.569,189800.851,97.376,80.18,0.161,0.121,4.465,3.363]
[2007,35823.454,243214.4,40063.314,228129.201,231503.961,-55519.594,167622.822,203151.086,97.541,84.07,0.161,0.118,4.686,3.443]
[2008,37619.299,253724.708,45588.507,231298.899,236283.93,-58254.304,169048.711,208136.201,97.511,83.479,0.158,0.116,4.715,3.446]
[2009,37603.286,254839.55,44629.938,238481.868,240028.91,-61140.312,170067.836,210209.612,97.446,84.124,0.162,0.115,4.837,3.449]
[2010,38097.011,280300.877,48574.662,254436.212,257951.778,-65416.923,184371.655,231726.215,97.523,84.966,0.161,0.117,5.135,3.721]
[2011,40336.383,300430.799,56548.166,269200.035,273214.573,-70219.401,193575.586,243882.633,97.354,84.997,0.165,0.118,5.391,3.876]
[2012,38966.109,302067.121,59862.153,268993.561,274821.916,-71531.273,193601.569,242204.968,97.288,85.497,0.16,0.115,5.358,3.857]
[2013,37064.795,306375.47,60318.157,269532.128,273046.741,-69321.578,194844.241,246057.313,97.077,86.212,0.156,0.112,5.345,3.864]
[2014,41424.028,307854.792,62803.948,271253.027,274299.201,-67955.693,195827.37,245050.844,96.919,84.752,0.152,0.11,5.345,3.859]
[2015,43797.758,316749.442,66736.18,276802.798,279259.58,-70649.757,198617.646,250013.262,96.777,84.218,0.15,0.108,5.426,3.893]
[2016,44105.634,327085.717,68508.995,288047.575,287770.118,-70650.617,206742.469,258576.722,96.609,84.743,0.152,0.109,5.624,4.037]
[2017,43378.242,341835.521,71506.985,296738.963,296193.726,-72861.335,213147.146,270328.536,96.085,85.431,0.151,0.109,5.777,4.15]
[2018,41133.147,354194.923,74876.454,300753.68,304474.193,-78391.736,214406.529,279318.469,95.797,86.342,0.148,0.106,5.83,4.156]
[2019,44077.933,338898.689,72524.147,297628.787,301516.092,-77349.066,212132.409,266374.542,95.652,85.21,0.144,0.102,5.75,4.098]
[2020,48324.634,313503.697,65397.584,285553.432,291346.327,-75334.12,203956.251,248106.113,95.048,83.1,0.139,0.099,5.509,3.935]
[2021,49234.004,326860.311,62374.378,300549.744,308250.076,-80132.64,216244.633,264485.933,94.823,83.625,0.14,0.1,5.806,4.177]
[2022,54620.983,336442.783,69337.944,303980.372,309896.665,-84687.228,213571.79,267104.839,94.367,82.031,0.137,0.097,5.883,4.133]
["2023p",56516.643,326759.824,68757.698,297597.701,304299.734,-84747.486,208172.177,258002.126,93.91,80.991,0.133,0.093,5.755,4.026]
["1. Total Primary Energy Supply",{"$nulls":7},"1. Total Primary Energy Supply"]
["2. Total Primary Energy Consumption",{"$nulls":7},"2. Total Primary Energy Consumption"]
["3. 전환공정은 이차 연료를 생산하는데 투입된 연료들과 전기 및 판매용 열을 생산하기 위해 사용된 연료의 양(음의 값)과 생산된 에너지상품(양의 값)의 합계",{"$nulls":7},"3. The negative number is the used fuel for the electricity generation and heat production for sale. And the positive number is the production of energy commodities."]
["4. Total Final Consumption",{"$nulls":7},"4. Total Final Consumption"]
["5. 수입-수출",{"$nulls":7},"5. Imports-Exports"]
["6. 일차에너지공급량(TPES) 중 수입에너지가 차지하는 비중. 괄호는 원자력을 수입에너지에서 제외.",{"$nulls":7},"6. The proportion of imported energy in the TPES. Figures in parentheses enclude nuclear generation from import."]
["7. 연쇄가중법에 의해 추계된 실질 GDP(2020년 기준년), 한국은행",{"$nulls":7},"7. GDP is based on chained prices.(based on 2020), Bank of Korea"]
["8. 통계청, 「장래인구추계」",{"$nulls":7},"8. Statistics Korea, 「National population projection for Korea」"]

{"sheet":"Ⅰ-2","index":5,"n_rows":40,"n_cols":19,"rows_kept":40,"cut":false,"hidden":false,"merged":[],"flags":["formulas_cached_only"]}
["2. 에너지 생산 및 수출입 Energy production, imports and exports"]
[]
["단위: 천 toe",{"$nulls":17},"Unit: Thousand toe"]
[null,"생산",{"$nulls":8},"수입",{"$nulls":4},"수출"]
[null,null,"석탄","천연가스","원유 및 정제원료","바이오 및 폐기물","지열, 태양 및 기타","원자력","수력","열",null,"석탄","천연가스","원유 및 정제원료","석유제품",null,"석탄","원유 및 정제원료","석유제품"]
[null,"Production","Coal","Natural gas","Crude oil & refinery feedstocks","Biofuels and waste","Geothermal, solar, etc.","Nuclear","Hydro","Heat","Imports","Coal","Natural gas","Crude oil & refinery feedstocks","Petroleum products","Exports","Coal","Crude oil & refinery feedstocks","Petroleum products"]
[1990,22559.808,7747.65,0,0,6.276,10.154,13221.641,1570.801,3.286,74608.881,15831.674,2908.559,42465.237,13403.411,4002.039,4.914,0,3997.125]
[1991,21748.556,6776.1,0,0,8.841,11.715,14077.688,871.512,2.7,91661.706,19331.35,3242.561,54600.417,14487.378,10421.51,3.5,0,10418.01]
[1992,20313.902,5386.05,0,0,5.388,13.201,14132.554,774.362,2.347,111663.974,20190.116,3891.804,69995.747,17586.307,13882.353,1.51,111.897,13768.946]
[1993,19865.258,4249.35,0,0,6.792,14.951,14534.551,1056.887,2.727,128362.588,23566.979,5796.904,77530.849,21467.856,15480.219,0.373,93.575,15386.271]
[1994,18623.921,3347.1,0,0,7.028,17.675,14662.73,586.523,2.865,138940.056,25904.221,7795.308,80726.812,24513.715,14043.097,104.242,147.857,13790.998]
[1995,20361.672,2574,0,0,314.505,22.748,16757.162,689.981,3.276,152793.488,28942.319,8782.263,88810.261,26258.645,17783.498,3.923,31.161,17748.414]
[1996,21703.766,2227.95,0,0,353.078,32.742,18481.085,606.089,2.822,171492.793,30615.747,12035.328,101430.357,27411.361,22971.249,0.809,279.637,22690.803]
[1997,22524.433,2030.4,0,0,470.137,46.52,19271.412,703.498,2.466,190741.45,32773.745,14912.442,119949.654,23105.609,33462.784,53.15,266.285,33143.349]
[1998,26196.717,1962.45,0,0,688.149,45.275,22422.243,1069.855,8.745,181585.059,34449.868,13245.949,112391.571,21497.671,42282.905,3.098,47.927,42231.88]
[1999,29494.394,1888.65,0,0,748.035,44.708,25765.945,1039.815,7.241,194267.612,35229.472,15969.645,120594.463,22474.032,42593.906,0.614,49.155,42544.137]
[2000,31255.358,1867.5,0,0,1087.585,47.181,27240.935,1002.388,9.769,210190.972,41942.811,19810.913,123048.853,25388.395,43506.576,3.049,129.316,43374.211]
[2001,31753.569,1717.65,0,0,1365.606,41.868,28033.258,582.484,12.703,208279.515,43822.454,19912.992,118891.29,25652.779,41897.635,0.855,134.028,41762.752]
[2002,33646.613,1493.1,0,0,1515.7,40.38,29775.726,808.194,13.513,207798.23,46058.23,23390.453,109679.563,28669.984,33546.092,0.998,162.941,33382.153]
[2003,36943.499,1484.1,0,0,1754.251,41.461,32417.941,1225.587,20.159,210797.934,47108.912,25100.832,111227.045,27361.145,29225.955,1.313,56.664,29167.978]
[2004,37479.564,1435.95,212.486,0,1998.977,51.827,32678.704,1082.34,19.28,217780.66,51995.247,28315.58,113564.099,23905.734,32640.227,7.367,16.714,32616.146]
[2005,41418.853,1274.4,517.984,55.487,1872.733,73.36,36694.756,918.504,11.629,217484.518,50265.7,29012.747,116537.209,21668.862,38088.404,12.277,5.074,38071.053]
[2006,42065.074,1270.8,461.178,45.392,2109.985,106.709,37187.222,867.058,16.73,230062.601,52053.268,32832.41,121896.645,23280.278,40261.75,8.587,3.576,40249.587]
[2007,35823.454,1341.99,352.785,34.666,2431.179,136.579,30731.49,780.899,13.866,243214.4,56339.583,33239.564,128166.018,25469.235,40063.314,8.67,79.222,39975.422]
[2008,37619.299,1289.445,235.85,22.72,2718.764,198.638,32455.956,660.148,37.778,253724.708,63722.571,35436.254,127156.458,27409.425,45588.507,26.247,313.885,45248.375]
[2009,37603.286,1171.335,498.438,47.074,3108.617,343.049,31770.723,615.523,48.527,254839.55,65215.89,33568.244,122816.324,33239.092,44629.938,3.633,414.926,44211.379]
[2010,38097.011,969.06,539.289,55.693,3274.007,498.53,31948.078,796.529,15.825,280300.877,75339.767,42384.488,128349.38,34227.242,48574.662,8.262,619.989,47946.411]
[2011,40336.383,969.06,451.407,41.772,3882.437,602.194,33265.468,988.752,135.293,300430.799,82124.582,47690.056,136258.516,34357.645,56548.166,41.167,750.653,55756.346]
[2012,38966.109,942.3,436.108,38.504,4246.834,621.8,31719.059,837.831,123.673,302067.121,78261.141,47183.68,138986.457,37635.843,59862.153,19.914,460.007,59382.232]
[2013,37064.795,816.75,463.072,42.389,4628.908,810.919,29283.418,906.152,113.187,306375.47,78923.483,51997.962,134606.999,40847.026,60318.157,39.742,369.191,59909.224]
[2014,41424.028,786.6,321.634,28.928,5585.022,1050.949,33001.774,581.078,68.043,307854.792,81781.98,48387.937,136927.892,40756.983,62803.948,27.904,184.718,62591.326]
[2015,43797.758,793.8,188.155,16.772,6011.363,1443.972,34764.87,453.653,125.173,316749.442,84123.398,43508.858,150982.743,38134.443,66736.18,11.676,446.327,66278.177]
[2016,44105.634,776.7,154.305,15.167,6443.969,1814.085,34180.967,603.189,117.252,327085.717,83621.051,43623.206,158918.161,40923.299,68508.995,0.551,669.601,67838.843]
[2017,43378.242,702.405,340.804,31.842,7533.989,2426.462,31614.892,600.635,127.213,341835.521,89226.948,49023.442,165240.654,38344.477,71506.985,86.409,455.284,70965.292]
[2018,41133.147,568.546,305.464,27.67,7983.52,3024.266,28436.621,718.742,68.318,354194.923,89484.156,57484.004,165588.201,41638.562,74876.454,47.178,763.87,74065.406]
[2019,44077.933,512.732,259.029,22.726,7603.829,3940.053,31078.76,594.499,66.305,338898.689,85585.551,53217.292,157955.348,42140.498,72524.147,11.885,138.092,72374.17]
[2020,48324.634,481.987,185.035,15.063,7477.939,5146.103,34119.133,826.308,73.066,313503.697,74875.255,52216.786,145093.141,41318.515,65397.584,110.396,79.705,65207.483]
[2021,49234.004,424.754,54.951,5.208,8052.845,6320.266,33657.244,651.186,67.55,326860.311,76171.656,59986.986,143342.665,47359.004,62374.378,216.823,322.788,61834.767]
[2022,54620.983,386.22,0,2.498,8251.019,7657.351,37499.505,755.056,69.334,336442.783,75793.527,60683.487,156689.745,43276.024,69337.944,19.495,331.312,68987.137]
["2023p",56516.643,304.221,0,0,8942.259,7959.851,38445.242,792.349,72.72,326759.824,72433.59,57705.1,152165.893,44455.24,68757.698,0.348,465.756,68291.594]

{"sheet":"Ⅰ-3","index":6,"n_rows":42,"n_cols":13,"rows_kept":42,"cut":false,"hidden":false,"merged":[[3,4,3,7],[3,9,3,11]],"flags":["formulas_cached_only"]}
["3. 에너지 수입액  Import Amount of Energy"]
[]
["단위: 백만달러",{"$nulls":11},"Unit: Million USD"]
[null,"국가총수입","에너지수입",null,"석탄 Coal",null,null,null,"천연가스","석유 Oil",null,null,"우라늄"]
[null,"Total Imports","Energy Imports",null,"소계","무연탄","유연탄","기타석탄1",null,"소계","원유 및 정제원료","석유제품"]
[null,"(A)","(B)","B/A (%)","Subtotal","Anthracite","Bituminous","Others1","Natural gas","Subtotal","Crude oil & refinery feedstocks","Petroleum products","Uranium"]
[1990,69843.678,8209.451,11.754,1288.257,52.058,1216.739,19.46,459.53,6461.664,6461.664,0,0]
[1991,81524.858,9920.631,12.169,1599.929,65.604,1514.363,19.963,485.247,7835.451,7835.451,0,0.004]
[1992,81775.257,14281.478,17.464,1615.975,42.393,1534.727,38.855,561.704,12103.799,9522.008,2581.791,0]
[1993,83800.142,14969.061,17.863,1731.67,39.82,1641.844,50.006,781.466,12421.303,9432.071,2989.232,34.623]
[1994,102348.175,15227.808,14.878,1776.578,33.097,1695.404,48.077,961.452,12384.559,9232.502,3152.057,105.219]
[1995,135118.933,18643.213,13.798,2081.319,35.196,1991.926,54.198,1275.272,15264.669,11265.968,3998.701,21.953]
[1996,150339.1,24002.647,15.966,2337.056,45.818,2250.757,40.481,1878.429,19787.08,14923.978,4863.102,0.082]
[1997,144616.374,26980.577,18.657,2398.532,37.641,2301.055,59.835,2295.869,22204.232,17879.322,4324.911,81.944]
[1998,93281.754,18092.362,19.395,2228.757,35.847,2146.532,46.378,1549.316,14162.508,11302.053,2860.455,151.781]
[1999,119752.282,22543.479,18.825,1965.789,46.066,1866.479,53.244,1972.559,18435.058,14943.269,3491.789,170.072]
[2000,160481.018,37621.953,23.443,2185.948,72.473,2032.996,80.479,3882.335,31415.522,25414.407,6001.116,138.147]
[2001,141097.821,33652.11,23.85,2347.007,118.047,2157.353,71.606,3989.796,27097.399,21620.176,5477.223,217.908]
[2002,152126.153,31997.434,21.033,2475.121,148.378,2254.294,72.449,4120.225,25139.747,19449.377,5690.37,262.34]
[2003,178826.657,37981.523,21.239,2552.387,176.951,2266.117,109.319,5081.949,30104.295,23394.386,6709.908,242.892]
[2004,224462.687,49074.567,21.863,4438.346,232.956,3891.44,313.95,6551.553,37769.672,30099.571,7670.101,314.996]
[2005,261238.264,66237.831,25.355,5442.918,429.014,4803.071,210.833,8646.484,51883.453,43087.946,8795.506,264.977]
[2006,309382.632,84905.449,27.444,5317.656,406.607,4699.844,211.205,11924.909,67352.01,56065.052,11286.958,310.875]
[2007,356845.733,94306.412,26.428,6445.094,447.499,5674.764,322.831,12653.251,74761.971,60609.497,14152.474,446.096]
[2008,435274.737,139288.228,32,12799.633,991.015,11155.647,652.971,19806.104,106015.324,85184.433,20830.891,667.167]
[2009,323084.521,90259.114,27.937,9994.956,672.069,8996.946,325.94,13874.985,65705.615,50879.946,14825.669,683.558]
[2010,425212.16,120477.849,28.334,13130.767,1015.544,11425.189,690.035,17005.964,89776.996,68896.859,20880.137,564.122]
[2011,524413.09,170497.09,32.512,18477.142,1773.632,16052.361,651.149,23859.294,127412.803,100334.936,27077.868,747.851]
[2012,519584.473,182252.383,35.077,16069.4,1360.548,14221.223,487.629,27364.464,138183.21,107070.017,31113.194,635.309]
[2013,515585.515,176561.129,34.245,13073.912,1142.881,11623.986,307.045,30645.106,131866.116,99489.622,32376.494,975.994]
[2014,525514.506,170117.413,32.372,12114.193,920.916,10722.767,470.509,31402.525,125912.246,94511.719,31400.527,688.45]
[2015,436498.973,100440.04,23.01,9960.9,812.631,8674.516,473.754,18779.095,70882.564,54915.998,15966.566,817.48]
[2016,406192.887,79952.513,19.683,9309.6,759,8167.821,382.778,12169.98,57936.856,44540.344,13396.512,536.078]
[2017,478478.296,107920.548,22.555,15178.99,933.051,13480.829,765.11,15615.666,76185.007,60074.842,16110.165,940.885]
[2018,535202.428,143285.153,26.772,16702.579,1199.286,14668.105,835.188,23188.916,102855.525,80520.814,22334.711,538.133]
[2019,503342.947,124776.697,24.79,14208.691,927.25,13062.449,218.992,20566.592,89294.855,70430.069,18864.786,706.559]
[2020,467632.763,85444.215,18.272,9596.409,610.914,8804.749,180.747,15716.276,59406.444,44791.357,14615.087,725.085]
[2021,615093.447,135935.021,22.1,14699.247,889.226,13485.475,324.546,25452.783,95038.961,68770.504,26268.457,744.029]
[2022,731369.657,216408.772,29.59,28332.204,1661.049,26230.599,440.556,50022.188,137603.392,107255.121,30348.271,450.988]
["2023p",642572.126,171436.722,26.68,20178.175,1005.124,18892.801,280.25,36048.869,114108.862,87734.012,26374.85,1100.816]
["1. 기타석탄에 갈탄, 토탄 포함",{"$nulls":7},"1. Includes brown coal and peat in others."]
["자료: 무역협회",{"$nulls":7},"Source: Korea International Trade Association"]

{"sheet":"Ⅰ-4","index":7,"n_rows":42,"n_cols":19,"rows_kept":42,"cut":false,"hidden":false,"merged":[[3,9,3,10],[3,11,3,12]],"flags":["formulas_cached_only"]}
["4. 일차에너지공급1 Primary Energy Supply1"]
[]
["단위: 천 toe",{"$nulls":17},"Unit: Thousand toe"]
[null,"합계",null,"석탄",null,"천연가스",null,"석유2",null,"바이오 및 폐기물",null,"지열, 태양 및 기타",null,"원자력",null,"수력",null,"열"]
[null,null,"증가율\nGrowth Rate",null,"구성비       Composition ratio",null,"구성비       Composition ratio",null,"구성비       Composition ratio","Biofuels ","구성비       Composition ratio","Geothermal,","구성비       Composition ratio",null,"구성비       Composition ratio",null,"구성비       Composition ratio",null,"구성비       Composition ratio"]
[null,"Total","%","Coal","%","Natural gas","%","Oil2","%","and waste","%","solar, etc.","%","Nuclear","%","Hydro","%","Heat","%"]
[1990,89680.241,0,24522.709,27.345,2957.959,3.298,47387.415,52.84,6.276,0.007,10.154,0.011,13221.641,14.743,1570.801,1.752,3.286,0.004]
[1991,96800.665,7.94,26000.3,26.86,3159.361,3.264,52668.548,54.409,8.841,0.009,11.715,0.012,14077.688,14.543,871.512,0.9,2.7,0.003]
[1992,110524.062,14.177,25879.906,23.416,3946.404,3.571,65769.9,59.507,5.388,0.005,13.201,0.012,14132.554,12.787,774.362,0.701,2.347,0.002]
[1993,124999.343,13.097,28191.856,22.554,5759.204,4.607,75432.375,60.346,6.792,0.005,14.951,0.012,14534.551,11.628,1056.887,0.846,2.727,0.002]
[1994,132512.154,6.01,28757.379,21.702,7717.308,5.824,80760.646,60.946,7.028,0.005,17.675,0.013,14662.73,11.065,586.523,0.443,2.865,0.002]
[1995,145618.119,9.89,31173.396,21.408,8852.463,6.079,87804.588,60.298,314.505,0.216,22.748,0.016,16757.162,11.508,689.981,0.474,3.276,0.002]
[1996,156834.069,7.702,32647.288,20.816,11689.528,7.453,93021.437,59.312,353.078,0.225,32.742,0.021,18481.085,11.784,606.089,0.386,2.822,0.002]
[1997,165754.535,5.688,34408.095,20.758,14605.642,8.812,96246.765,58.066,470.137,0.284,46.52,0.028,19271.412,11.626,703.498,0.424,2.466,0.001]
[1998,154233.579,-6.951,36169.52,23.451,13347.349,8.654,80482.443,52.182,688.149,0.446,45.275,0.029,22422.243,14.538,1069.855,0.694,8.745,0.006]
[1999,167341.868,8.499,37010.763,22.117,15954.526,9.534,86770.835,51.852,748.035,0.447,44.708,0.027,25765.945,15.397,1039.815,0.621,7.241,0.004]
[2000,183079.139,9.404,43143.262,23.565,19742.999,10.784,90805.02,49.599,1087.585,0.594,47.181,0.026,27240.935,14.879,1002.388,0.548,9.769,0.005]
[2001,185810.137,1.492,45838.437,24.67,19721.752,10.614,90214.029,48.552,1365.606,0.735,41.868,0.023,28033.258,15.087,582.484,0.313,12.703,0.007]
[2002,196452.595,5.728,47987.307,24.427,23796.675,12.113,92515.1,47.093,1515.7,0.772,40.38,0.021,29775.726,15.157,808.194,0.411,13.513,0.007]
[2003,201738.335,2.691,49135.285,24.356,24271.955,12.031,92871.696,46.036,1754.251,0.87,41.461,0.021,32417.941,16.069,1225.587,0.608,20.159,0.01]
[2004,205220.326,1.726,51885.636,25.283,27827.001,13.56,89676.561,43.698,1998.977,0.974,51.827,0.025,32678.704,15.924,1082.34,0.527,19.28,0.009]
[2005,211344.604,2.984,52974.976,25.066,30367.053,14.369,88431.593,41.842,1872.733,0.886,73.36,0.035,36694.756,17.363,918.504,0.435,11.629,0.006]
[2006,216260.976,2.326,54361.185,25.137,32023.244,14.808,89591.216,41.427,2107.612,0.975,106.709,0.049,37187.222,17.196,867.058,0.401,16.73,0.008]
[2007,228129.201,5.488,58148.869,25.489,34665.038,15.195,101219.734,44.369,2432.726,1.066,136.579,0.06,30731.49,13.471,780.899,0.342,13.866,0.006]
[2008,231298.899,1.389,64924.586,28.07,33791.617,14.61,96511.944,41.726,2718.232,1.175,198.638,0.086,32455.956,14.032,660.148,0.285,37.778,0.016]
[2009,238481.868,3.105,67093.723,28.134,35202.87,14.761,100303.567,42.059,3103.886,1.302,343.049,0.144,31770.723,13.322,615.523,0.258,48.527,0.02]
[2010,254436.212,6.69,76008.303,29.873,41717.518,16.396,100177.41,39.372,3274.019,1.287,498.53,0.196,31948.078,12.556,796.529,0.313,15.825,0.006]
[2011,269200.035,5.803,82386.336,30.604,47317.641,17.577,100623.121,37.379,3881.23,1.442,602.194,0.224,33265.468,12.357,988.752,0.367,135.293,0.05]
[2012,268993.561,-0.077,79058.664,29.391,49553.871,18.422,102833.847,38.229,4244.816,1.578,621.8,0.231,31719.059,11.792,837.831,0.311,123.673,0.046]
[2013,269532.128,0.2,80537.622,29.881,51943.014,19.272,101306.518,37.586,4631.298,1.718,810.919,0.301,29283.418,10.865,906.152,0.336,113.187,0.042]
[2014,271253.027,0.638,82764.357,30.512,47409.266,17.478,100792.672,37.158,5584.888,2.059,1050.949,0.387,33001.774,12.166,581.078,0.214,68.043,0.025]
[2015,276802.798,2.046,83650.163,30.22,43966.974,15.884,106387.048,38.434,6010.945,2.172,1443.972,0.522,34764.87,12.559,453.653,0.164,125.173,0.045]
[2016,288047.575,4.062,83988.892,29.158,45552.304,15.814,115343.677,40.043,6447.209,2.238,1814.085,0.63,34180.967,11.866,603.189,0.209,117.252,0.041]
[2017,296738.963,3.017,89786.406,30.258,48583.381,16.372,116067.876,39.114,7532.098,2.538,2426.462,0.818,31614.892,10.654,600.635,0.202,127.213,0.043]
[2018,300753.68,1.353,90965.021,30.246,55104.627,18.322,114451.06,38.055,7985.025,2.655,3024.266,1.006,28436.621,9.455,718.742,0.239,68.318,0.023]
[2019,297628.787,-1.039,85047.602,28.575,53890.853,18.107,115409.379,38.776,7601.336,2.554,3940.053,1.324,31078.76,10.442,594.499,0.2,66.305,0.022]
[2020,285553.432,-4.057,75982.936,26.609,53955.763,18.895,107971.204,37.811,7478.919,2.619,5146.103,1.802,34119.133,11.948,826.308,0.289,73.066,0.026]
[2021,300549.744,5.252,76968.314,25.609,59628.054,19.84,115204.864,38.331,8052.266,2.679,6320.266,2.103,33657.244,11.199,651.186,0.217,67.55,0.022]
[2022,303980.372,1.141,75868.542,24.958,59202.853,19.476,114676.189,37.725,8251.542,2.714,7657.351,2.519,37499.505,12.336,755.056,0.248,69.334,0.023]
["2023p",297597.701,-2.1,73700.15,24.765,56648.141,19.035,111036.381,37.311,8942.865,3.005,7959.851,2.675,38445.242,12.919,792.349,0.266,72.72,0.024]
["1. 국내생산(+)+수입(+)+수출(-)+국제해운벙커링(-)+국제항공벙커링(-)+재고변화(±)",{"$nulls":10},"1. Production(+)+Imports(+)+Exports(-)+International Marine Bunkers(-)+International Aviation Bunkers(-)+Stock changes(±)"]
["2. 원유 및 정제원료, 석유제품",{"$nulls":10},"2. Crude oil, refinery feedstocks and Petroleum products"]

{"sheet":"Ⅰ-5","index":8,"n_rows":44,"n_cols":19,"rows_kept":44,"cut":false,"hidden":false,"merged":[[3,9,3,10],[3,11,3,12]],"flags":["formulas_cached_only"]}
["5. 일차에너지소비1 Primary Energy Consumption1"]
[]
["단위: 천 toe",{"$nulls":17},"Unit: Thousand toe"]
[null,"합계",null,"석탄",null,"가스2",null,"석유3",null,"바이오 및 폐기물",null,"지열, 태양 및 기타",null,"원자력",null,"수력",null,"열"]
[null,"Total","증가율","Coal","구성비",null,"구성비",null,"구성비","Biofuels and waste","구성비","Geothermal, solar, etc.","구성비","Nuclear","구성비","Hydro","구성비","Heat","구성비"]
[null,null,"Growth Rate",null,"Composition ratio","Gas2","Composition ratio","Oil3","Composition ratio",null,"Composition ratio",null,"Composition ratio",null,"Composition ratio",null,"Composition ratio",null,"Composition ratio"]
[null,null,"%",null,"%",null,"%",null,"%",null,"%",null,"%",null,"%",null,"%",null,"%"]
[1990,89774.965,0,25216.669,28.089,3280.044,3.654,46466.094,51.758,6.276,0.007,10.154,0.011,13221.641,14.728,1570.801,1.75,3.286,0.004]
[1991,96733.037,7.751,25867.395,26.741,3886.453,4.018,52006.733,53.763,8.841,0.009,11.715,0.012,14077.688,14.553,871.512,0.901,2.7,0.003]
[1992,109595.386,13.297,25033.633,22.842,5116.881,4.669,64517.02,58.868,5.388,0.005,13.201,0.012,14132.554,12.895,774.362,0.707,2.347,0.002]
[1993,123301.193,12.506,27464.025,22.274,6389.829,5.182,73831.432,59.879,6.792,0.006,14.951,0.012,14534.551,11.788,1056.887,0.857,2.726,0.002]
[1994,132861.388,7.754,28589.193,21.518,8482.926,6.385,80512.448,60.599,7.028,0.005,17.675,0.013,14662.73,11.036,586.523,0.441,2.865,0.002]
[1995,144201.646,8.535,29513.363,20.467,10236.324,7.099,86664.287,60.099,314.505,0.218,22.748,0.016,16757.162,11.621,689.981,0.478,3.276,0.002]
[1996,158424.374,9.863,34256.671,21.623,13128.635,8.287,91563.252,57.796,353.078,0.223,32.742,0.021,18481.085,11.666,606.089,0.383,2.822,0.002]
[1997,168556.255,6.395,36301.032,21.536,15568.873,9.237,96192.317,57.068,470.137,0.279,46.52,0.028,19271.412,11.433,703.498,0.417,2.466,0.001]
[1998,156326.722,-7.255,37412.082,23.932,14337.151,9.171,80343.222,51.394,688.149,0.44,45.275,0.029,22422.243,14.343,1069.855,0.684,8.745,0.006]
[1999,171017.867,9.398,39562.508,23.134,17311.117,10.122,86538.498,50.602,748.035,0.437,44.708,0.026,25765.945,15.066,1039.815,0.608,7.241,0.004]
[2000,183964.592,7.57,44204.491,24.029,19322.143,10.503,91050.1,49.493,1087.585,0.591,47.181,0.026,27240.935,14.808,1002.388,0.545,9.769,0.005]
[2001,188028.488,2.209,47044.663,25.02,20482.048,10.893,90465.858,48.113,1365.606,0.726,41.868,0.022,28033.258,14.909,582.484,0.31,12.703,0.007]
[2002,198607.163,5.626,50388.215,25.371,22947.341,11.554,93118.094,46.886,1515.7,0.763,40.38,0.02,29775.726,14.992,808.194,0.407,13.513,0.007]
[2003,205092.193,3.265,52324.778,25.513,24054.639,11.729,93253.377,45.469,1754.251,0.855,41.461,0.02,32417.941,15.807,1225.587,0.598,20.159,0.01]
[2004,209407.958,2.104,55201.098,26.361,28224.126,13.478,90151.606,43.051,1998.977,0.955,51.827,0.025,32678.704,15.605,1082.34,0.517,19.28,0.009]
[2005,212572.938,1.511,56112.711,26.397,30193.622,14.204,86695.623,40.784,1872.733,0.881,73.36,0.035,36694.756,17.262,918.504,0.432,11.629,0.005]
[2006,220645.546,3.798,57992.038,26.283,33025.625,14.968,89342.603,40.491,2107.561,0.955,106.709,0.048,37187.222,16.854,867.058,0.393,16.73,0.008]
[2007,231503.961,4.921,60956.972,26.331,35142.473,15.18,101311.55,43.762,2430.132,1.05,136.579,0.059,30731.49,13.275,780.899,0.337,13.866,0.006]
[2008,236283.93,2.065,67813.329,28.7,35944.162,15.212,96455.691,40.822,2718.228,1.15,198.638,0.084,32455.956,13.736,660.148,0.279,37.778,0.016]
[2009,240028.91,1.585,70422.413,29.339,34139.603,14.223,99585.888,41.489,3103.184,1.293,343.049,0.143,31770.723,13.236,615.523,0.256,48.527,0.02]
[2010,257951.778,7.467,78776.531,30.539,43018.665,16.677,99623.129,38.621,3274.491,1.269,498.53,0.193,31948.078,12.385,796.529,0.309,15.825,0.006]
[2011,273214.573,5.917,86200.423,31.55,46260.568,16.932,101880.523,37.29,3881.352,1.421,602.194,0.22,33265.468,12.176,988.752,0.362,135.293,0.05]
[2012,274821.916,0.588,82676.506,30.084,49818.668,18.128,104779.121,38.126,4245.258,1.545,621.8,0.226,31719.059,11.542,837.831,0.305,123.673,0.045]
[2013,273046.741,-0.646,82626.682,30.261,53059.496,19.432,101615.464,37.215,4631.423,1.696,810.919,0.297,29283.418,10.725,906.152,0.332,113.187,0.041]
[2014,274299.201,0.459,85157.779,31.046,48008.74,17.502,100845.985,36.765,5584.853,2.036,1050.949,0.383,33001.774,12.031,581.078,0.212,68.043,0.025]
[2015,279259.58,1.808,85526.309,30.626,44147.274,15.809,106787.384,38.239,6010.945,2.152,1443.972,0.517,34764.87,12.449,453.653,0.162,125.173,0.045]
[2016,287770.118,3.048,83239.663,28.926,45821.784,15.923,115545.988,40.152,6447.19,2.24,1814.085,0.63,34180.967,11.878,603.189,0.21,117.252,0.041]
[2017,296193.726,2.927,88328.099,29.821,47714.576,16.109,117864.117,39.793,7517.732,2.538,2426.462,0.819,31614.892,10.674,600.635,0.203,127.213,0.043]
[2018,304474.193,2.796,90961.608,29.875,55450.455,18.212,117829.046,38.699,7985.137,2.623,3024.266,0.993,28436.621,9.34,718.742,0.236,68.318,0.022]
[2019,301516.092,-0.972,85736.761,28.435,54023.157,17.917,118473.091,39.292,7603.413,2.522,3940.106,1.307,31078.76,10.307,594.499,0.197,66.305,0.022]
[2020,291346.327,-3.373,75911.055,26.055,54537.252,18.719,113254.484,38.873,7478.926,2.567,5146.103,1.766,34119.133,11.711,826.308,0.284,73.066,0.025]
[2021,308250.076,5.802,78169.148,25.359,60071.607,19.488,121260.748,39.338,8052.325,2.612,6320.268,2.05,33657.244,10.919,651.186,0.211,67.55,0.022]
[2022,309896.665,6.367,75133.783,24.245,59380.973,19.162,121149.111,39.093,8251.551,2.663,7657.352,2.471,37499.505,12.101,755.056,0.244,69.334,0.022]
["2023p",304299.734,-1.282,72484.176,23.82,57628.344,18.938,117974.792,38.769,8942.259,2.939,7959.851,2.616,38445.242,12.634,792.349,0.26,72.72,0.024]
["1. -전환공정(-)-전환자체소비(-)-손실(±)+최종소비(+)",{"$nulls":10},"1. -Transformation processes(-)-Transformation own use(-)+Losses(±)+Total final consumption(+)"]
["2. 천연가스, 도시가스",{"$nulls":10},"2. Natural gas, City gas"]
["3. 원유 및 정제원료, 석유제품",{"$nulls":10},"3. Crude oil, refinery feedstocks and Petroleum products"]

{"sheet":"Ⅰ-6","index":9,"n_rows":44,"n_cols":14,"rows_kept":44,"cut":false,"hidden":false,"merged":[],"flags":["formulas_cached_only"]}
["6. 전환부문 Transformation processes, energy industry own use and losses"]
[]
["단위: 천 toe",{"$nulls":12},"Unit: Thousand toe"]
[null,"전환공정1",{"$nulls":10},"전환자체소비3","손실4"]
[null,null,"석탄","가스2","원유 및 정제원료","석유제품","바이오 및 폐기물","지열, 태양 및 기타","원자력","수력","전기","열"]
[null,"Transformation processes1","Coal","Gas2","Crude oil & refinery feedstocks","Petroleum products","Biofuels and waste","Geothermal, solar, etc.","Nuclear","Hydro","Electricity","Heat","Transformation own use3","Losses4"]
[1990,-16533.82,-4688.351,-2263.634,-42929.933,38810.549,0,0,-13221.641,-1570.801,9253.988,76.003,-1529.471,-562.554]
[1991,-14463.852,-4703.475,-2340.167,-54459.113,51813.673,0,0,-14077.688,-871.512,10067.558,106.872,-1448.128,-642.504]
[1992,-17341.372,-5083.964,-2892.334,-69729.529,64008.298,0,0,-14132.554,-774.362,11111.729,151.344,-1527.358,-761.276]
[1993,-21144.555,-6892.566,-3369.936,-77317.967,69467.86,0,0,-14534.551,-1056.887,12269.551,289.941,-1816.391,-941.068]
[1994,-20288.5,-9020.849,-4438.317,-79203.301,73103.856,0,0,-14662.73,-586.523,14039.679,479.685,-2012.282,-1239.195]
[1995,-23957.533,-10091.388,-4772.081,-89477.521,81010.568,0,0,-16757.162,-689.981,15648.21,1171.822,-2388.853,-1348.351]
[1996,-28913.245,-13667.904,-6199.533,-100959.787,92148.795,0,0,-18481.085,-606.089,17434.597,1417.761,-2372.084,-1544.215]
[1997,-26261.793,-15960.117,-7233.363,-119975.116,116259.379,0,0,-19271.412,-703.498,19080.384,1541.95,-6232.831,-1574.492]
[1998,-27052.552,-17996.862,-5679.808,-113998.675,114237.317,0,-0.201,-22422.243,-1069.855,18362.357,1515.418,-5750.979,-1496.921]
[1999,-29931.785,-19707.18,-6457.08,-120290.573,121004.488,0,-1.225,-25765.945,-1039.815,20420.418,1905.127,-6197.977,-1876.069]
[2000,-35612.346,-22987.81,-6167.087,-122721.388,120466.833,0,-2.271,-27240.935,-1002.388,22776.095,1266.605,-6260.064,-1135.938]
[2001,-37193.547,-25257.134,-6364.216,-119076.496,116470.694,-1.913,-2.915,-28033.258,-582.484,24377.023,1277.152,-6132.891,-1114.465]
[2002,-41385.386,-27561.667,-7949.874,-111544.99,108765.465,-29.05,-3.689,-29775.726,-808.194,26182.687,1339.652,-5714.786,-1127.07]
[2003,-44022.336,-28580.364,-8034.472,-108968.634,106255.639,-34.592,-5.687,-32417.941,-1221.395,27565.66,1419.45,-5882.7,-1080.132]
[2004,-45318.852,-30807.02,-10913.854,-113796.464,113264.282,-45.215,-9.529,-32678.704,-1077.77,29298.027,1447.395,-6412.462,-1117.409]
[2005,-45474.735,-32287.164,-11615.98,-117849.299,120442.217,-39.793,-31.449,-36694.756,-918.325,31232.642,2287.172,-6344.589,-1833.399]
[2006,-49662.039,-33728.317,-13504.082,-120394.085,121382.161,-45.634,-58.557,-37187.222,-866.884,32636.703,2103.878,-6296.083,-1804.856]
[2007,-55519.594,-35262.822,-15528.499,-129380.203,119650.325,-73.404,-83.37,-30731.49,-780.805,34552.924,2117.75,-6422.803,-1938.746]
[2008,-58254.304,-39949.236,-15374.46,-126589.206,118680.918,-119.612,-135.957,-32455.956,-660.074,36112.494,2236.785,-6942.383,-2038.531]
[2009,-61140.312,-45277.382,-13351.286,-122316.068,113262.207,-104.426,-268.471,-31770.723,-604.832,37051.995,2238.674,-6772.742,-2048.022]
[2010,-65416.923,-48520.453,-19340.936,-127387.089,120492.581,-104.128,-405.591,-31948.078,-791.623,40587.285,2001.109,-6597.286,-1565.915]
[2011,-70219.401,-50468.728,-21362.609,-136034.96,127843.681,-329.413,-485.603,-33265.468,-988.498,42461.658,2410.539,-7290.714,-2128.871]
[2012,-71531.273,-49409.299,-23821.434,-140257.06,128950.96,-167.083,-475.885,-31719.059,-837.467,43516.768,2688.286,-7410.549,-2278.527]
[2013,-69321.578,-49807.822,-26859.51,-135625.992,127636.013,-332.129,-620.629,-29283.418,-905.036,44130.528,2346.417,-7057.269,-1823.652]
[2014,-67955.693,-48840.911,-23991.532,-138315.409,131786.827,-1055.514,-794.893,-33001.774,-580.549,44462.45,2375.612,-8507.439,-2008.698]
[2015,-70649.757,-50047.094,-21356.009,-151388.796,142544.992,-1500.897,-1121.54,-34764.87,-452.747,45112.681,2324.523,-8083.989,-1908.188]
[2016,-70650.617,-48932.67,-21867.234,-159440.333,148097.542,-989.812,-1407.978,-34180.967,-600.564,46164.286,2507.113,-8346.878,-2030.154]
[2017,-72861.335,-53157.258,-22217.926,-170697.618,158830.603,-1487.07,-1892.954,-31614.892,-598.279,47256.799,2717.26,-8050.88,-2134.367]
[2018,-78391.736,-55584.833,-27492.884,-175087.113,161250.58,-1588.078,-2381.068,-28436.621,-715.556,48752.479,2891.358,-9709.619,-1966.309]
[2019,-77349.066,-51690.379,-26225.758,-173726.07,159768.193,-1852.018,-3183.286,-31078.76,-593.989,48137.961,3095.04,-9939.43,-2095.189]
[2020,-75334.12,-43523.676,-26952.409,-164058.495,149673.328,-1652.696,-4304.232,-34119.133,-825.85,47219.224,3209.819,-9876.191,-2179.766]
[2021,-80132.64,-44253.883,-31326.082,-164777.08,149437.187,-1811.018,-5420.275,-33657.244,-650.609,49304.104,3022.26,-10009.354,-1863.448]
[2022,-84687.228,-44291.422,-30620.365,-176957.133,160110.904,-2092.45,-6551.285,-37499.505,-754.271,50812.527,3155.772,-9800.794,-1836.854]
["2023p",-84747.486,-41976.695,-29481.829,-176578.501,158996.181,-2399.814,-7147.035,-38445.242,-791.601,50261.806,2815.245,-10087.433,-1292.639]
["1. 전환공정은 이차 연료를 생산하는데 투입된 연료들과 전기 및 판매용 열을 생산하기 위해 사용한 연료의 양은 음의 값으로, 생산된 에너지 상품은 양의 값으로 기입",{"$nulls":7},"1. The negative number is the used fuel for the electricity generation and heat produection for sale. And the positive number is the production of energy commodities."]
["2. 천연가스, 도시가스",{"$nulls":7},"2. Natural gas, City gas"]
["3. 전환자체소비는 에너지 전환 공정 투입량이 아닌 에너지 산업의 사업활동을 영위하기 위해 사용한 에너지를 의미함.",{"$nulls":7},"3. It means that the fuel for the operation of energy production facilities, not for input for the transformation process."]
["4. 에너지 상품을 생산지에서 소비지로 유통하는 과정에서 발생한 손실을 의미",{"$nulls":7},"4. It is from the distribution process."]

{"sheet":"Ⅰ-7","index":10,"n_rows":40,"n_cols":10,"rows_kept":40,"cut":false,"hidden":false,"merged":[],"flags":["formulas_cached_only"]}
["7. 원별최종소비 Total Final consumption by Source"]
[]
["단위: 천 toe",{"$nulls":8},"Unit: Thousand toe"]
[null,"합계","석탄","가스1","석유제품","수력","바이오 및 폐기물","지열, 태양 및 기타","전기","열"]
[null,"Total","Coal","Gas1","Petroleum products","Hydro","Biofuels and waste","Geothermal, solar, etc.","Electricity","Heat"]
[1990,71149.12,20528.318,1016.41,41591.224,0,6.276,10.154,7996.738,0]
[1991,80178.55,21163.919,1546.285,48613.096,0,8.841,11.715,8834.694,0]
[1992,89965.382,19949.669,2224.547,58021.474,0,5.388,13.201,9751.103,0]
[1993,99399.179,20571.459,3019.893,64979.701,0,6.792,14.951,10806.383,0]
[1994,109321.411,19568.343,4044.61,73286.15,0,7.028,17.675,12397.605,0]
[1995,116506.911,19421.975,5464.243,76813.854,0,314.505,22.748,13832.46,637.126]
[1996,125594.828,20588.767,6929.101,81457.58,0,353.078,32.742,15424.776,808.784]
[1997,134487.139,20340.915,8032.609,87716.596,0,470.137,46.52,16952.838,927.524]
[1998,122026.269,19415.22,8370.044,76237.729,0,688.149,45.074,16386.255,883.798]
[1999,133012.035,19855.327,10457.537,82739.287,0,748.035,43.483,18135.574,1032.792]
[2000,140956.242,21216.681,12717.184,84408.704,0,1087.585,44.91,20272.813,1208.365]
[2001,143587.585,21787.529,13599.839,83759.143,0,1363.693,38.953,21821.519,1216.909]
[2002,150379.921,22826.548,14927.527,86294.091,0,1486.65,36.691,23584.112,1224.302]
[2003,154107.026,23744.413,15807.179,86604.282,4.192,1719.659,35.774,24796.14,1395.387]
[2004,156559.236,24394.078,16677.158,85685.285,4.571,1953.762,42.298,26352.908,1449.176]
[2005,158920.215,23825.547,18303.67,85206.857,0.179,1818.283,41.911,28072.034,1651.734]
[2006,162882.569,24263.722,19281.238,86254.537,0.174,2059.351,48.152,29426.883,1548.512]
[2007,167622.822,25694.15,19437.229,87399.138,0.095,2354.152,53.21,31108.427,1576.421]
[2008,169048.711,27864.093,20345.356,84044.472,0.074,2595.878,62.68,32466.664,1669.494]
[2009,170067.836,25145.031,20720.109,86248.531,10.692,2919.407,74.579,33234.706,1714.781]
[2010,184371.655,30256.078,23321.061,88980.797,4.905,3168.288,92.939,36594.522,1953.065]
[2011,193575.586,35731.695,24287.06,89677.901,0.253,3482.875,116.591,38324.815,1954.396]
[2012,193601.569,33267.207,25524.141,89321.38,0.364,3994.215,145.915,39263.66,2084.687]
[2013,194844.241,32818.861,26012.812,89530.32,1.116,4299.294,190.29,39942.795,2048.753]
[2014,195827.37,36316.868,22506.053,90177.158,0.529,4529.339,256.055,40103.294,1938.074]
[2015,198617.646,35479.215,22436.567,93332.725,0.906,4510.049,322.432,40630.364,1905.388]
[2016,206742.469,34306.993,23710.342,99091.624,2.625,5457.377,406.107,41692.376,2075.025]
[2017,213147.146,35170.841,24951.008,101576.369,2.356,6030.663,533.507,42582.152,2300.25]
[2018,214406.529,35376.774,25578.673,99734.001,3.186,6397.06,643.198,44138.849,2534.788]
[2019,212132.409,34046.383,25021.281,100456.664,0.511,5751.394,756.82,43627.955,2471.401]
[2020,203956.251,32387.379,24710.464,94864.923,0.458,5826.23,841.871,42732.519,2592.407]
[2021,216244.633,33915.265,25478.365,102260.471,0.577,6241.306,899.993,44748.072,2700.584]
[2022,213571.79,30842.361,25956.791,100519.74,0.785,6159.101,1106.067,46041.319,2945.626]
["2023p",208172.177,30507.481,24932.197,96585.161,0.748,6542.444,812.816,45982.299,2809.03]
["1. 천연가스, 도시가스",{"$nulls":4},"1. Natural gas, City gas"]

{"sheet":"Ⅰ-8","index":11,"n_rows":39,"n_cols":6,"rows_kept":39,"cut":false,"hidden":false,"merged":[],"flags":["formulas_cached_only"]}
["8. 부문별 최종소비 Total Final consumption by Sector"]
[]
["단위: 천 toe",{"$nulls":4},"Unit: Thousand toe"]
[null,"합계","산업","수송","가정","상업∙공공"]
[null,"Total","Industry","Transport","Residential","Commercial & Public"]
[1990,71149.12,36798.285,12140.468,11262.36,10948.006]
[1991,80178.55,43112.747,13702.843,10299.676,13063.284]
[1992,89965.382,50074.612,15514.037,9868.051,14508.681]
[1993,99399.179,54748.754,18318.778,9476.873,16854.775]
[1994,109321.411,61691.008,20351.18,9234.909,18044.316]
[1995,116506.911,62274.968,22919.773,10712.122,20600.048]
[1996,125594.828,67031.791,24429.505,11712.872,22420.662]
[1997,134487.139,72649.012,26202.389,12075.459,23560.277]
[1998,122026.269,71774.214,20480.836,10961.744,18809.475]
[1999,133012.035,76172.233,22373.467,13836.768,20629.566]
[2000,140956.242,80962.334,25006.538,16283.941,18703.43]
[2001,143587.585,81672.24,26225.113,17019.578,18670.656]
[2002,150379.921,85165.684,28007.479,17790.53,19416.227]
[2003,154107.026,86781.028,29001.213,17877.112,20447.672]
[2004,156559.236,89006.324,29177.926,18063.484,20311.502]
[2005,158920.215,89812.186,29729.236,19754.086,19624.709]
[2006,162882.569,92596.706,30927.965,19612.479,19745.418]
[2007,167622.822,97376.128,30495.733,18872.069,20878.891]
[2008,169048.711,98690.102,30006.73,19347.393,21004.489]
[2009,170067.836,99033.132,30388.609,19348.778,21297.317]
[2010,184371.655,109778.575,31009.175,20733.243,22850.663]
[2011,193575.586,119520.107,31015.587,20489.905,22549.985]
[2012,193601.569,118735.659,31501.632,20401.084,22963.192]
[2013,194844.241,120845.944,32016.944,20165.518,21815.833]
[2014,195827.37,122823.673,32406.175,18875.853,21721.672]
[2015,198617.646,122434.096,34509.382,18939.056,22735.113]
[2016,206742.469,126809.077,36029.357,20150.454,23753.579]
[2017,213147.146,131573.775,36259.998,20926.957,24386.416]
[2018,214406.529,131129.605,36226.592,22121.666,24928.666]
[2019,212132.409,129609.024,37193.316,21560.197,23769.867]
[2020,203956.251,124222.98,34745.111,22356.112,22632.047]
[2021,216244.633,133541.232,36635.622,22939.91,23127.868]
[2022,213571.79,129553.438,36293.249,23559.858,24165.245]
["2023p",208172.177,126412.008,35316.289,22058.397,24385.483]

{"sheet":"Ⅰ-8-1","index":12,"n_rows":42,"n_cols":13,"rows_kept":42,"cut":false,"hidden":false,"merged":[[4,2,4,8],[4,9,4,12]],"flags":["formulas_cached_only"]}
["8. 부문별 최종소비 Total Final consumption by Sector"]
["8-1. 산업부문 에너지소비 Industry"]
[]
["단위: 천 toe",{"$nulls":11},"Unit: Thousand toe"]
[null,"합계","에너지원별(By source)",{"$nulls":6},"업종별(By business)"]
[null,null,"석탄","가스1","석유제품","바이오 및 폐기물","지열, 태양 및 기타","전기","열","농림어업","광업(석탄광업제외)","제조업","건설업"]
[null,"Total","Coal","Gas1","Petroleum products","Biofuels and waste","Geothermal, solar, etc.","Electricity","Heat","Agriculture/Forestry/Fishing","Mining and Quarrying","Manufacturing","Construction"]
[1990,36798.285,11942.291,239.459,19641.463,0,0,4975.072,0,2211.729,237.334,32967.773,1381.448]
[1991,43112.747,14371.414,319.057,22958.022,0,0,5464.254,0,2200.492,207.178,39049.102,1655.973]
[1992,50074.612,14944.647,385.737,28840.64,0,0,5903.588,0,2426.247,193.362,45383.062,2071.942]
[1993,54748.754,17099.799,477.801,30768.698,0,0,6402.456,0,2654.313,166.039,49941.118,1987.287]
[1994,61691.008,17513.619,616.566,36357.726,0,0,7203.097,0,3020.486,160.836,56560.131,1949.554]
[1995,62274.968,18090.524,874.646,35191.75,33.365,0,8084.683,0,3250.739,168.47,56902.951,1952.81]
[1996,67031.791,19721.032,1158.5,37190.86,12.745,0,8948.654,0,3645.488,161.59,61079.401,2145.312]
[1997,72649.012,19726.744,1494.553,41642.691,33.102,0,9751.922,0,4019.023,144.665,66084.642,2400.683]
[1998,71774.214,18929.533,1812.815,41678.532,246.314,0,9107.02,0,3621.187,128.973,66082.537,1941.517]
[1999,76172.233,19413.901,2532.938,43862.392,256.037,0,10106.965,0,3905.78,124.394,70113.726,2028.332]
[2000,80962.334,20745.607,3515.519,45029.983,623.636,0.487,11047.102,0,4137.716,142.588,74536.923,2145.107]
[2001,81672.24,21464.455,4180.599,44080.94,611.275,0.296,11334.675,0,4599.043,152.712,74682.567,2237.916]
[2002,85165.684,22507.019,4606.857,45449.091,542.122,0.278,12060.317,0,4549.895,162.746,78239.105,2213.941]
[2003,86781.028,23430.048,4772.821,45465.158,632.959,0.159,12479.883,0,4005.024,181.112,80324.41,2270.479]
[2004,89006.324,23928.957,5147.504,46042.424,757.103,0.658,13129.678,0,3698.728,174.984,82640.543,2492.069]
[2005,89812.186,23150.901,5287.082,46354.326,1188.737,0.725,13830.415,0,3467.564,185.554,83757.111,2401.957]
[2006,92596.706,23483.665,6165.035,47287.927,1200.857,1.346,14457.876,0,3548.864,211.247,86165.006,2671.588]
[2007,97376.128,24950.816,6062.654,49600.987,1333.762,1.908,15426.001,0,3500.525,206.694,91094.586,2574.325]
[2008,98690.102,27044.77,6646.775,47434.25,1474.297,1.205,16088.805,0,3165.189,195.615,92933.887,2395.412]
[2009,99033.132,24437.406,6800.689,49848.668,1628.173,2.332,16315.864,0,3290.244,196.84,92740.63,2805.414]
[2010,109778.575,29570.481,8289.443,51919.507,1544.529,5.128,18449.487,0,3453.619,240.022,103431.452,2653.481]
[2011,119520.107,35041.746,9382.832,53193.535,1874.329,9.313,20018.352,0,3349.308,260.805,113353.658,2556.337]
[2012,118735.659,32606.895,10503.22,52987.641,2061.019,14.55,20562.334,0,3445.064,227.895,112661.834,2400.866]
[2013,120845.944,32125.024,11100.866,53150.824,3253.708,21.372,21194.15,0,3550.347,228.251,114609.336,2458.01]
[2014,122823.673,35722.818,8702.153,53631.006,2958.815,21.358,21787.523,0,3052.809,208.064,117269.784,2293.016]
[2015,122434.096,34939.979,8670.302,53965.927,2946.885,30.514,21880.489,0,2994.402,206.855,116709.263,2523.574]
[2016,126809.077,33780.424,9238.769,57970.287,3622.429,32.258,22164.91,0,2959.376,212.313,120881.464,2755.925]
[2017,131573.775,34709.581,9782.802,60216.946,4120.916,33.758,22709.772,0,3432.498,205.385,125287.602,2648.135]
[2018,131129.605,34989.46,9627.878,58942.248,4251.928,29.437,23288.622,0.032,3449.423,181.956,125020.126,2478.1]
[2019,129609.024,33739.887,9618.417,59335.855,3945.443,44.129,22925.238,0.055,3064.705,183.614,123893.529,2467.175]
[2020,124222.98,32147.188,9422.983,56714.429,3981.45,48.438,21908.438,0.054,3218.125,201.084,118447.617,2356.157]
[2021,133541.232,33703.8,9951.611,62311.981,4336.787,54.848,23182.205,0,3143.955,253.187,127926.084,2218.006]
[2022,129553.438,30643.039,9904.234,60965.904,4405.086,65.492,23569.683,0,3141.073,260.839,124139.765,2011.762]
["2023p",126412.008,30324.076,10026.337,58334.195,4575.399,64.239,23087.762,0,3013.052,228.286,121087.88,2082.79]
["1. 천연가스, 도시가스",{"$nulls":8},"1. Natural gas, City gas"]

{"sheet":"Ⅰ-8-2","index":13,"n_rows":42,"n_cols":10,"rows_kept":42,"cut":false,"hidden":false,"merged":[[4,2,4,5],[4,6,4,9]],"flags":["formulas_cached_only"]}
["8. 부문별 최종소비 Total Final consumption by Sector"]
["8-2. 수송부문 에너지소비 Transport"]
[]
["단위: 천 toe",{"$nulls":8},"Unit: Thousand toe"]
[null,"합계","에너지원별(By source)",null,null,null,"모드별(By mode)"]
[null,null,"도시가스","석유제품","바이오 및 폐기물1","전기","철도","도로","해운","항공"]
[null,"Total","City gas","Petroleum products","Biofuels and waste1","Electricity","Rail","Road","Navigation","Aviation"]
[1990,12140.468,0,12053.436,0,87.032,391.804,11201.463,479.234,67.967]
[1991,13702.843,0,13609.017,0,93.826,403.521,12939.737,348.834,10.751]
[1992,15514.037,0,15412.987,0,101.05,416.41,14702.081,385.436,10.109]
[1993,18318.778,0,18210.59,0,108.188,441.465,16527.799,1343.843,5.672]
[1994,20351.18,0,20226.988,0,124.192,446.992,18669.213,1225.76,9.216]
[1995,22919.773,0,22764.783,0,154.99,481.21,21217.893,1214.647,6.022]
[1996,24429.505,0,24284.815,0,144.69,467.198,23287.451,664.033,10.822]
[1997,26202.389,0,26050.963,0,151.426,472.7,24849.213,868.265,12.212]
[1998,20480.836,0,20344.949,0,135.887,452.285,19269.16,743.96,15.43]
[1999,22373.467,0,22224.662,0,148.805,478.187,21174.465,708.313,12.501]
[2000,25006.538,0,24831.377,0,175.161,512.553,23549.113,929.94,14.932]
[2001,26225.113,7.359,26023.67,0,194.084,534.808,24836.36,838.955,14.99]
[2002,28007.479,79.599,27732.587,0,195.293,535.971,26480.747,975.755,15.005]
[2003,29001.213,145.657,28655.092,0,200.464,548.802,27418.041,1015.364,19.007]
[2004,29177.926,236.844,28728.243,0,212.839,510.735,27678.221,968.529,20.441]
[2005,29729.236,339.252,29166.294,0,223.69,500.535,28278.262,929.541,20.897]
[2006,30927.965,475.145,30191.606,43.289,217.925,474.139,28534.308,902.934,1016.583]
[2007,30495.733,614.832,29576.688,94.962,209.251,440.56,29099.062,881.522,74.59]
[2008,30006.73,776.799,28857.199,176.871,195.861,423.696,28353.341,912.815,316.878]
[2009,30388.609,959.833,28981.224,260.55,187.002,387.839,28774.328,837.43,389.012]
[2010,31009.175,1111.696,29351.736,357.326,188.417,383.323,29461.784,772.024,392.044]
[2011,31015.587,1174.26,29301.622,346.509,193.196,370.506,29335.376,769.858,539.847]
[2012,31501.632,1246.342,29705.071,356.699,193.52,369.877,29523.334,732.058,876.364]
[2013,32016.944,1302.173,30153.525,374.834,186.412,342.076,30446.276,483.136,745.456]
[2014,32406.175,1306.389,30533.547,394.287,171.952,302.23,30646.806,346.266,1110.873]
[2015,34509.382,1281.316,32596.481,440.953,190.632,309.283,32318.893,568.553,1312.653]
[2016,36029.357,1269.522,34005.218,523.394,231.223,335.026,33923.899,487.266,1283.166]
[2017,36259.998,1253.381,34196.333,563.955,246.329,343.352,34100.631,453.431,1362.584]
[2018,36226.592,1238.18,34037.713,685.804,264.895,355.658,34133.001,345.418,1392.516]
[2019,37193.316,1215.556,35020.893,685.431,271.436,345.533,35074.113,408.974,1364.696]
[2020,34745.111,1098.557,32666.341,695.122,285.091,333.439,33450.564,336.451,624.657]
[2021,36635.622,1059.595,34553.777,703.944,318.306,332.495,34199.136,428,1675.992]
[2022,36293.249,1025.471,34237.582,681.632,348.564,299.545,33857.949,464.317,1671.439]
["2023p",35316.289,987.85,33226.072,696.434,405.934,295.4,33663.515,459.589,897.786]
["1. 바이오디젤",{"$nulls":5},"1. Bio Diesel"]

{"sheet":"Ⅰ-8-3","index":14,"n_rows":41,"n_cols":12,"rows_kept":41,"cut":false,"hidden":false,"merged":[[4,2,4,9],[4,10,4,11]],"flags":["formulas_cached_only"]}
["8. 부문별 최종소비 Total Final consumption by Sector"]
["8-3. 건물부문 에너지소비 Building"]
[]
["단위: 천 toe",{"$nulls":10},"Unit: Thousand toe"]
[null,"합계",{"$nulls":8},"부문별(By sector)"]
[null,null,"석탄","도시가스","석유제품","수력","바이오 및 폐기물","지열, 태양 및 기타","전기","열","가정","상업∙공공"]
[null,"Total","Coal","City gas","Petroleum products","Hydro","Biofuels and waste","Geothermal, solar, etc.","Electricity","Heat","Residential","Commercial & Public"]
[1990,22210.366,8586.027,776.952,9896.324,0,6.276,10.153,2934.634,0,11262.36,10948.006]
[1991,23362.96,6792.505,1227.228,12046.057,0,8.841,11.714,3276.615,0,10299.676,13063.284]
[1992,24376.732,5005.022,1838.809,13767.847,0,5.388,13.202,3746.464,0,9868.051,14508.681]
[1993,26331.648,3471.661,2542.092,16000.413,0,6.792,14.951,4295.739,0,9476.873,16854.775]
[1994,27279.225,2054.725,3428.044,16701.436,0,7.028,17.675,5070.317,0,9234.909,18044.316]
[1995,31312.17,1331.451,4589.597,18857.321,0,281.14,22.748,5592.787,637.126,10712.122,20600.048]
[1996,34133.534,867.736,5770.602,19981.906,0,340.333,32.742,6331.431,808.784,11712.872,22420.662]
[1997,35635.736,614.172,6538.056,20022.941,0,437.035,46.52,7049.488,927.524,12075.459,23560.277]
[1998,29771.219,485.687,6557.229,14214.248,0,441.835,45.074,7143.348,883.798,10961.744,18809.475]
[1999,34466.334,441.426,7924.598,16652.233,0,491.998,43.483,7879.804,1032.792,13836.768,20629.566]
[2000,34987.371,471.074,9201.666,14547.344,0,463.949,44.423,9050.55,1208.365,16283.941,18703.43]
[2001,35690.234,323.074,9411.881,13654.535,0,752.418,38.657,10292.76,1216.909,17019.578,18670.656]
[2002,37206.757,319.528,10241.07,13112.413,0,944.528,36.414,11328.502,1224.302,17790.53,19416.227]
[2003,38324.784,314.365,10888.701,12484.032,4.192,1086.7,35.615,12115.792,1395.387,17877.112,20447.672]
[2004,38374.986,465.122,11292.809,10914.618,4.571,1196.659,41.639,13010.392,1449.176,18063.484,20311.502]
[2005,39378.795,674.647,12677.335,9686.238,0.179,629.546,41.186,14017.929,1651.735,19754.086,19624.709]
[2006,39357.897,780.056,12641.058,8775.004,0.174,815.205,46.806,14751.082,1548.512,19612.479,19745.418]
[2007,39750.96,743.334,12759.744,8221.463,0.095,925.427,51.301,15473.176,1576.42,18872.069,20878.891]
[2008,40351.882,819.323,12921.783,7753.024,0.074,944.71,61.476,16181.997,1669.495,19347.393,21004.489]
[2009,40646.095,707.625,12959.587,7418.639,10.692,1030.683,72.247,16731.84,1714.782,19348.778,21297.317]
[2010,43583.906,685.597,13919.923,7709.555,4.905,1266.432,87.812,17956.617,1953.065,20733.243,22850.663]
[2011,43039.89,689.949,13729.967,7182.744,0.253,1262.038,107.278,18113.266,1954.395,20489.905,22549.985]
[2012,43364.276,660.312,13774.579,6628.667,0.364,1576.497,131.365,18507.805,2084.687,20401.084,22963.192]
[2013,41981.351,693.837,13609.773,6225.971,1.116,670.751,168.916,18562.234,2048.753,20165.518,21815.833]
[2014,40597.525,594.051,12497.511,6012.606,0.529,1176.237,234.697,18143.82,1938.074,18875.853,21721.672]
[2015,41674.169,539.235,12484.949,6770.318,0.906,1122.211,291.917,18559.245,1905.388,18939.056,22735.113]
[2016,43904.033,526.569,13202.05,7116.118,2.625,1311.553,373.849,19296.244,2075.025,20150.454,23753.579]
[2017,45313.373,461.26,13914.824,7163.09,2.356,1345.792,499.749,19626.051,2300.251,20926.957,24386.416]
[2018,47050.332,387.315,14712.614,6754.04,3.186,1459.329,613.76,20585.333,2534.755,22121.666,24928.666]
[2019,45330.064,306.495,14187.307,6099.915,0.511,1120.52,712.69,20431.28,2471.346,21560.197,23769.867]
[2020,44988.159,240.192,14188.924,5484.152,0.458,1149.658,793.433,20538.989,2592.353,22356.112,22632.047]
[2021,46067.778,211.465,14467.158,5394.713,0.577,1200.576,845.144,21247.561,2700.584,22939.91,23127.868]
[2022,47725.103,199.322,15027.086,5316.254,0.785,1072.383,1040.574,22123.072,2945.627,23559.858,24165.245]
["2023p",46443.879,183.405,13918.011,5024.894,0.748,1270.611,748.577,22488.603,2809.03,22058.397,24385.483]

{"sheet":"Ⅰ-9","index":15,"n_rows":41,"n_cols":15,"rows_kept":41,"cut":false,"hidden":false,"merged":[[3,1,3,10],[4,1,4,10]],"flags":["formulas_cached_only"]}
["9. 산업별 에너지 투입액(2020) Amount of Energy Input by Industry(2020)"]
[]
["단위: 백만원",{"$nulls":13},"Unit: Million KRW"]
[null,"에너지투입액",{"$nulls":9},"중간투입","부가가치","총투입"]
[null,"Amount of Energy Input(A)",{"$nulls":9},"Inter-\nmediate Input","Value added"," Gross Input    "]
[null,"합계","에너지투입액\n비율(A/B)","석탄","원유 및\n액화천연가스","석탄제품","원유정제처리제품","윤활유 및           기타석유정제품","전력 및             신재생에너지","도시가스","증기 및 온수",null,null,"(B)"]
[null,"Total","Ratio of Energy\nInput(%)","Coal","Crude oil and\nLNG","Coal products","Refined petroleum products","Lubricants and other refined peroleum products","Electricity and\nrenewables","City gas","Steam & Air\nConditioning supply"]
["농림수산품",1710944,2.66,0,0,13943,713331,30071,952344,745,510,31825325,32493861,64319186,"Agriculture, forestry and fishing"]
["광산품",235026,5.822,102,0,0,33101,9212,192029,582,0,2327763,1708852,4036615,"Mining and quarrying"]
["음식료품",1986762,1.497,0,0,4,134775,8102,1330949,484872,28060,108335743,24402889,132738632,"Food, beverage and tobacco"]
["섬유 및 가죽제품",966954,1.602,0,0,0,74419,11455,644223,78398,158459,48497256,11874627,60371883,"Textiles, apparel and leather"]
["목재 및 종이, 인쇄",1934495,4.146,0,0,0,122605,28321,1414418,154105,215046,33419157,13242095,46661252,"Wood, paper and printing"]
["석탄 및 석유제품",54940997,73.692,71379,48112915,2749,2949596,1066775,1326691,327281,1083611,73317148,1238146,74555294,"Coal and petroleum products"]
["화학제품",38293426,13.957,38286,4184638,17308,23145395,1615982,7009493,903040,1379284,194833924,79528608,274362532,"Chemical products"]
["비금속광물제품",3114771,7.615,356144,0,30067,262615,872173,1315772,278000,0,29104349,11797708,40902057,"Non-metallic mineral products"]
["1차 금속제품",11433293,8.789,3598522,0,352659,89851,67174,5961969,1363118,0,105882376,24208972,130091348,"Basic metal products"]
["금속제품",3512284,3.17,2976,0,2002,94883,174161,3072618,165644,0,75852564,34947191,110799755,"Metal produtcs"]
["전자부품, 컴퓨터 통신장비 제조",6510599,2.357,0,0,0,48884,-1536,6003880,417191,42180,176910623,99269840,276180463,"Electronic components, computer, communication equipment"]
["정밀기기",208281,0.571,0,0,0,7179,1463,188990,10354,295,24430145,12063235,36493380,"Precision instruments"]
["전기장비",1454911,1.23,0,0,0,34635,136247,1183308,100721,0,87857540,30460881,118318421,"Electrical equipment"]
["기타 기계 및 장비",1673162,1.138,0,0,0,52250,91146,1463780,52679,13307,103667442,43332339,146999781,"Other machinery and equipment"]
["운송장비",2395837,1.038,0,0,0,231172,51769,1732437,380459,0,188638605,42142481,230781086,"Transport equipment"]
["기타 제조업 제품 및 임가공",984021,1.02,5,0,380,441829,14492,274935,90540,161840,52712540,43791946,96504486,"Other manufacturing and tall processing"]
["전력, 가스 및 증기",37936301,42.29,6826477,18951960,0,2363198,36541,485982,8029778,1242365,58486477,31217773,89704250,"Electricity, gas and steam"]
["수도, 폐기물 및 재활용 서비스",787508,2.345,518,0,0,176891,4728,593715,11105,551,16772378,16808018,33580396,"Water, waste and recovery services"]
["건설",1909896,0.724,0,0,1599,1161244,217795,464162,34047,31049,155697834,108050816,263748650,"Construction"]
["도소매 서비스",5774780,1.745,0,0,17,2983411,91894,2431601,97957,169900,156165655,174826063,330991718,"Wholesale and retail trade"]
["운송 서비스",14171677,9.149,0,0,10660,11012744,670198,1767579,687042,23454,90031616,64873291,154904907,"Transport"]
["음식점 및 숙박 서비스",2262109,1.491,0,0,20259,1077374,21006,772444,342884,28142,109640557,42074599,151715156,"Accommodation and food services"]
["정보통신 및 방송 서비스",1045414,0.618,0,0,0,129663,7033,882818,24289,1611,78449430,90785089,169234519,"Information and communications"]
["금융 및 보험 서비스",716957,0.394,0,0,0,39858,2244,596662,32977,45216,74073940,108089859,182163799,"Financial and insurance activities"]
["부동산",1666608,0.703,0,0,0,217600,16266,1370187,53684,8871,66483449,170491790,236975239,"Real estate activities"]
["전문, 과학 및 기술 서비스",5253137,2.032,4530,0,0,983294,35914,3790677,363888,74834,119896193,138635559,258531752,"Professional, scientific and technical activities"]
["사업지원 및 임대 서비스",602080,0.541,0,0,0,297016,5791,277145,19019,3109,39452740,71823068,111275808,"Business support services; rental and leasing activities"]
["공공행정·국방",2004037,1.191,135,0,44,1154348,16259,714063,109732,9456,42338205,125917779,168255984,"Public administration and defence"]
["교육서비스",3365669,2.666,0,0,1264,976736,7958,1876999,390469,112243,38046396,88184536,126230932,"Education"]
["보건 및 사회복지 서비스",2041740,1.136,0,0,17866,517564,5332,1024595,447387,28996,74749946,105017236,179767182,"Human health and social work activities"]
["문화 및 기타서비스",1840103,1.74,0,0,206,339000,273730,975180,163925,88062,58306054,47477026,105783080,"Art, sport, recreation and other services"]
["기타",13018,0.271,1,0,1267,9876,80,1789,0,5,4804303,0,4804303,"Others"]
["주 : 2020년 기준",{"$nulls":10},"Note : Based on 2020."]
["자료: 한국은행",{"$nulls":10},"Source: Bank of Korea"]

{"sheet":"Ⅱ. 석탄","index":16,"n_rows":31,"n_cols":2,"rows_kept":31,"cut":false,"hidden":false,"merged":[],"flags":["formulas_cached_only"]}
[]
[]
[]
[null,"Ⅱ. 석탄"]
[]
[]
[null,"제목을 클릭하시면 해당 시트로 이동합니다"]
[]
[null,"1. 석탄 수급"]
[]
[null,"2. 석탄 수입량 및 수입액"]
[]
[null,"3. 지역별 무연탄 수입량"]
[]
[null,"4. 지역별 유연탄 수입량"]
[]
[null,"5. 부문별 석탄 소비"]
[]
[null,"6. 무연탄 재고"]
[]
[null,"7. 생산규모별 국내 탄광 현황"]
[]
[null,"8. 석탄광 종업원 수 및 생산성(O.M.S)"]
[]
[null,"9. 연탄 공장 현황"]
[]
[null,"10. 석탄광 재해 현황"]
[]
[null,"11. 연탄 가격 추이"]
[]
[null,"12. 석탄 및 연탄가격"]

{"sheet":"Ⅱ-1 ","index":17,"n_rows":58,"n_cols":15,"rows_kept":58,"cut":false,"hidden":false,"merged":[[44,0,44,6],[3,0,6,0],[3,1,3,6],[3,7,3,14],[4,1,4,4],[4,5,4,6],[4,7,4,10],[4,11,4,14]],"flags":["formulas_cached_only"]}
["1. 석탄 수급  Coal Overview"]
[]
["단위: 천 톤",{"$nulls":13},"Unit: Thousand tons"]
[null,"무연탄1\nAnthracite1",{"$nulls":5},"유연탄 및 기타 석탄2\nBituminous and sub-bituminous coal2"]
[null,"공급\nSupply",null,null,null,"소비\nConsumption",null,"수입\nImports",null,null,null,"소비\nConsumption"]
[null,"국내생산","수입","재고변화","일차에너지공급","발전","최종소비","소  계","원료탄","기타유연탄","아역청탄","소계3","발전","철강","비금속광물 및 기타산업"]
[null,"Production","Imports ","Stocks changes","TPES","Power generation","TFC","Subtotal","Coking coal","Other bituminous coal","Sub-Bituminous coal","Subtotal3","Power generation","Iron & steel","Non-metallic minerals & others"]
[1990,17217,1072.492,2035,20324.442,2013.268,19313.969,22846.313,11286.047,11560.264,0.002,23110.877,5724,12456.663,4930.214]
[1991,15058,1409.953,-259,16208.946,1977.676,15573.772,27849.068,15544.642,12304.425,0.001,26679.338,5777,15268.623,5633.715]
[1992,11969,808.629,547,13324.629,2008.494,11327.325,29767.617,16380.987,12940.371,446.259,28499.076,6385,15738.138,6375.938]
[1993,9443,783.322,770,10996.322,2283.63,8218.035,34928.538,17320.523,16870.872,737.143,34202.89,9008,17483.373,7711.517]
[1994,7438,699.176,-814,7323.176,2179.638,5287.265,38507.012,16901.994,20952.027,652.991,38118.694,12299,17272.831,8546.863]
[1995,5720,722.839,-723,5719.839,2429.275,3602.561,43113.442,17151.517,25207.145,754.78,40361.961,13752,17890.045,8719.916]
[1996,4951,874.541,-445,5380.541,2513.738,2739.802,45398.03,18184.28,26975.893,237.857,47929.16,19019,18569.788,10340.372]
[1997,4512,721.918,-783,4450.912,2304.699,2047.218,48860.093,17098.97,31138.193,622.93,51809.459,22714.1,18355.966,10739.393]
[1998,4361,788.973,-549,4600.972,2527.301,1950.503,51416.85,17943.418,32622.224,851.208,53381.13,25681.878,18484.99,9214.262]
[1999,4197,1138.826,-468,4867.586,2596.945,2160.881,52314.968,17047.151,34053.588,1214.229,56412.941,28297.1,18633.734,9482.107]
[2000,4150,2038.016,-37,6150.95,2850.259,3230.016,61807.031,19568.435,40032.083,2206.513,62477.756,33304.551,19631.337,9541.868]
[2001,3817,3110.114,198,7125.113,2875.284,4154.068,63628.796,17108.549,44747.99,1772.257,65838.757,36601.372,19580.113,9657.272]
[2002,3318,3878.823,475,7671.812,2750.542,4861.644,66234.524,14759,49880.696,1594.828,70249.717,40143,20205.387,9901.33]
[2003,3298,4640.004,574,8512.004,2879.676,5644.15,67059.705,13793.52,51524.806,1741.379,72314.56,41631.4,20647.884,10035.276]
[2004,3191,4251.497,633,8068.914,2414.637,5562.778,74713.683,15122.13,56981.251,2610.302,77032.059,45512,20779.378,10740.681]
[2005,2832,4566.8,1506,8899.9,2359.492,6520.048,72192.06,13452.207,55877.798,2862.055,78124.074,47852,20890.404,9381.67]
[2006,2824,5112.987,1837,9773.078,2356,7336.504,74593.975,14130.475,56757.634,3705.866,80481.189,50199,20965.171,9317.018]
[2007,2886,5443.912,1320,9647.121,2392.411,7078.56,82840.143,16280.707,63073.933,3485.503,87109.399,55486.6,21735.737,9887.062]
[2008,2773,5955.268,1434,10140.034,2534.021,7543.81,93629.211,18831.285,71638.214,3159.712,97106.619,62791,23835.33,10480.289]
[2009,2519,6467.541,571,9556.609,2690.328,6882.586,96514.461,15480.666,77471.343,3562.452,102453.061,71091,21182.311,10179.75]
[2010,2084,7405.597,373,9857.843,2404.05,7510.129,111186.221,18942.979,87152.964,5090.278,114503.731,76673.995,27210.012,10619.724]
[2011,2084,8816.449,133,11013.424,1658.801,9396.436,120333.579,21964.521,94153.791,4215.267,125024.502,80393,32367.744,12263.758]
[2012,2094,8054.977,92,10230.475,1796.721,8545.925,117478.912,20894.651,93750.413,2833.848,122602.241,79136,31948.459,11517.782]
[2013,1815,8482.428,171,10449.592,1728.664,8807.29,118025.138,21404.063,94817.684,1803.391,122246.724,79692,31746.86,10807.864]
[2014,1748,8293.559,-153,9862.316,2043.992,7890.963,122738.15,24361.117,93511.931,4865.102,126649.66,78227,36069.594,12353.066]
[2015,1764,8938.411,-188,10492.845,2125.468,8353.626,126145.166,25210.203,94111.33,6823.633,127385.517,80353.557,35310.093,11721.867]
[2016,1726,9423.522,-353,10796.143,2528.364,7782.616,125037.781,24652.255,93816.218,6569.308,123708.896,78185.12,33079.194,12444.582]
[2017,1485,7003.337,-290,8197.891,1078.762,7168.325,141233.286,24719.425,106744.913,9768.948,138502.648,90220.339,34601.492,13680.817]
[2018,1202,8200.816,-148,9247.985,991.627,8239.211,140518.279,24716.247,106803.346,8998.686,142063.278,94289.771,35107.251,12666.256]
[2019,1084,6858.347,-61,7880.936,1164.84,6701.261,134537.29,22622.322,110044.885,1870.083,133382.992,86597.385,34316.29,12469.317]
[2020,1019,6286.032,-122,7182.83,971.161,6206.235,117206.751,21233.971,94139.423,1833.357,117802.773,72962.785,32690.037,12149.951]
[2021,898,6474.924,-38,7334.493,899.642,6424.282,119141.532,21511.07,95594.64,2035.822,121491.058,74285.075,34095.639,13110.344]
[2022,820,5384.113,3,6206.738,911.962,5297.151,119767.348,22266.147,95485.489,2015.712,117744.457,75103.958,31151.093,11489.406]
[2023,645.905,4638.661,111,5395.264,917.34,4512.277,114823.657,22231.156,90701.237,1891.264,113903.842,71128.901,31530.972,11243.969]
["1. 국내무연탄, 수입무연탄.",{"$nulls":6},"1. Domestic and imported anthracite."]
["2. 원료탄,기타유연탄,아역청탄",{"$nulls":6},"2. Coking coal, other bituminous and sub-bituminous coal."]
["3. 일차에너지소비",{"$nulls":6},"3. Total primary energy consumption."]
["자료 : 대한석탄협회, 무역협회",{"$nulls":6},"Source : Korea Coal Association, Korea International Trade Association"]
{"$rows_empty":12}
[{"$nulls":12}," "]

{"sheet":"Ⅱ-2","index":18,"n_rows":51,"n_cols":19,"rows_kept":51,"cut":false,"hidden":false,"merged":[],"flags":["formulas_cached_only"]}
["2. 석탄 수입량 및 수입액 Coal Imports and Prices"]
[]
["단위: 천 톤",{"$nulls":8},"Unit: Thousand tons","단위: 백만 달러(CIF)",{"$nulls":7},"Unit: Million USD(CIF)"]
[null,"합계","무연탄","원료탄","기타유연탄","아역청탄","갈탄","토탄","고형연료","코크스","합계","무연탄","원료탄","기타유연탄","아역청탄","갈탄","토탄","고형연료","코크스"]
[null,"Total ","Anthracite","Coking coal","Other bituminous","Sub-bituminous","Lignite/Brown coal","Peat","Patent fuel","Coke oven coke","Total ","Anthracite","Coking coal","Other bituminous","Sub-bituminous","Lignite/Brown coal","Peat","Patent fuel","Coke oven coke"]
[1990,24119.092,1072.492,11286.047,11560.264,0.002,34.717,20.751,0,144.819,1288.257,52.058,664.754,551.985,0,2.667,0.603,0,16.19]
[1991,29433.623,1409.953,15544.642,12304.425,0.001,19.352,4.223,0.006,151.021,1599.929,65.604,927.874,586.489,0.001,1.545,0.837,0.007,17.572]
[1992,30763.836,808.629,16380.987,12940.371,446.259,16.299,5.234,0.023,166.034,1615.975,42.393,938.796,595.932,18.07,1.257,1.353,0.016,18.159]
[1993,35928.114,783.322,17320.523,16870.872,737.143,3.296,7.606,0.198,205.154,1731.67,39.82,943.935,697.909,27.634,0.316,1.672,0.023,20.362]
[1994,39448.142,699.176,16901.994,20952.027,652.991,6.31,8.259,0.021,227.364,1776.578,33.097,860.193,835.21,22.663,0.527,2.006,0.016,22.864]
[1995,44074.258,722.839,17151.517,25207.145,754.78,5.152,11.829,0,220.996,2081.319,35.196,919.598,1072.328,26.606,0.477,3.567,0.001,23.547]
[1996,46530.77,874.541,18184.28,26975.893,237.857,9.3,16.094,0.001,232.804,2337.056,45.818,1031.268,1219.489,9.229,0.789,4.503,0.003,25.956]
[1997,49857.757,721.918,17098.97,31138.193,622.93,3.005,18.244,0,254.497,2398.532,37.641,961.474,1339.582,27.459,0.27,4.552,0,27.554]
[1998,52436.556,788.973,17943.418,32622.224,851.208,0.002,5.466,0,225.265,2228.757,35.847,939.766,1206.767,22.375,0,1.308,0,22.695]
[1999,53721.698,1138.826,17047.151,34053.588,1214.229,0.18,9.883,0,257.842,1965.789,46.066,770.345,1096.134,28.965,0.017,2.048,0,22.214]
[2000,64169.554,2038.016,19568.435,40032.083,2206.513,1.877,17.522,0.034,305.073,2185.948,72.473,829.903,1203.093,51.11,0.166,2.895,0.004,26.304]
[2001,67035.248,3110.114,17108.549,44747.99,1772.257,0.699,23.385,0.005,272.25,2347.007,118.047,739.698,1417.656,42.72,0.067,4.034,0,24.785]
[2002,70472.89,3878.823,14759,49880.696,1594.828,0.955,25.369,40,293.218,2475.121,148.378,669.986,1584.308,39.371,0.068,4.586,1.22,27.204]
[2003,72153.208,4640.004,13793.52,51524.806,1741.379,0.79,27.98,0,424.728,2552.387,176.951,634.86,1631.258,47.587,0.07,5.231,0,56.43]
[2004,79697.297,4251.497,15122.13,56981.251,2610.302,0.001,37.509,5.757,688.85,4438.346,232.956,1050.359,2841.081,94.374,0.002,7.398,0.493,211.683]
[2005,77152.963,4566.8,13452.207,55877.798,2862.055,0.002,44.14,8.896,341.065,5442.918,429.014,1483.047,3320.023,114.659,0.003,9.705,0.897,85.569]
[2006,80067.363,5112.987,14130.475,56757.634,3705.866,1.325,40.129,4.602,314.345,5317.656,406.607,1625.924,3073.92,144.63,0.382,9.067,0.426,56.701]
[2007,88898.575,5443.912,16280.707,63073.933,3485.503,0.24,50.934,12.188,551.157,6445.094,447.499,1723.403,3951.361,154.937,0.062,11.416,1.704,154.712]
[2008,100397.786,5955.268,18831.285,71638.214,3159.712,4.638,51.91,56.364,700.394,12799.633,991.015,4297.126,6858.521,213.081,0.76,3.546,12.651,422.933]
[2009,103309.297,6467.541,15480.666,77471.343,3562.452,0.074,38.788,32.026,256.407,9994.956,672.069,2509.782,6487.164,217.72,0.021,10.191,9.958,88.05]
[2010,119303.84,7405.597,18942.979,87152.964,5090.278,0.003,49.594,33.884,628.543,13130.767,1015.544,3372.152,8053.037,412.2,0.008,13.329,10.177,254.321]
[2011,129711.577,8816.449,21964.521,94153.791,4215.267,3.33,60.629,92.045,405.546,18477.142,1773.632,5495.627,10556.734,435.3,0.606,15.819,22.363,177.062]
[2012,126035.918,8054.977,20894.651,93750.413,2833.848,2.195,57.897,73.586,368.353,16069.4,1360.548,4239.244,9981.979,307.596,0.61,14.872,18.681,145.87]
[2013,126995.928,8482.428,21404.063,94817.684,1803.391,1.462,60.598,62.229,364.073,13073.912,1142.881,3217.681,8406.305,173.559,0.553,16.629,10.578,105.727]
[2014,131562.883,8293.559,24361.117,93511.931,4865.102,2.143,66.461,56.369,406.203,12114.193,920.916,3055.724,7667.043,343.562,0.82,17.781,8.214,100.133]
[2015,135609.672,8938.411,25210.203,94111.33,6823.633,2.668,72.226,60.901,390.299,9960.9,812.631,2538.916,6135.6,372.342,0.917,16.468,7.802,76.224]
[2016,134930.227,9423.522,24652.255,93816.218,6569.308,1.682,65.039,58.845,343.358,9309.6,759,2587.667,5580.154,299.473,0.57,14.333,6.111,62.293]
[2017,148677.822,7003.337,24719.425,106744.913,9768.948,0.513,68.87,24.994,346.823,15178.99,933.051,4555.985,8924.844,647.019,0.213,16.068,3.779,98.031]
[2018,149170.274,8200.816,24716.247,106803.346,8998.686,0.07,61.943,15.039,374.126,16702.579,1199.286,4521.701,10146.404,684.925,0.046,14.515,3.884,131.818]
[2019,141791.816,6858.347,22622.322,110044.885,1870.083,0.106,62.782,4.826,328.466,14208.691,927.25,3880.241,9182.208,101.941,0.063,13.693,1.693,101.603]
[2020,123886.16,6286.032,21233.971,94139.423,1833.357,0.103,101.386,0.55,291.338,9596.409,610.914,2549.074,6255.675,87.576,0.056,18.879,0.205,74.03]
[2021,126099.487,6474.924,21511.07,95594.64,2035.822,0.025,145.052,0.034,337.919,14699.247,889.226,3775.781,9709.693,159.198,0.027,28.756,0.021,136.545]
[2022,125562.741,5384.113,22266.147,95485.489,2015.712,0.107,110.185,0.048,300.94,28332.204,1661.049,7905.516,18325.083,262.575,0.065,25.324,0.061,152.532]
[2023,119760.685,4638.661,22231.156,90701.237,1891.264,0.217,71.952,0.196,226.002,20178.175,1005.124,5946.54,12946.261,174.212,0.102,18.949,0.089,86.898]
["자료 : 한국무역협회",{"$nulls":9}," Source : Korea International Trade Association"]
{"$rows_empty":10}
[{"$nulls":4}," "]

{"sheet":"Ⅱ-3","index":19,"n_rows":40,"n_cols":10,"rows_kept":40,"cut":false,"hidden":false,"merged":[[3,0,4,0]],"flags":["formulas_cached_only"]}
["3. 지역별 무연탄 수입량 Anthracite Imports by Origin"]
[]
["단위: 천 톤",{"$nulls":8},"Unit: Thousand tons"]
[null,"합계","아시아","중동","유럽","북미","중남미","아프리카","대양주","기타"]
[null,"Total","Asia","Middle East","Europe","North\nAmerica","Centre and\nSouth\nAmerica","Africa","Oceania","Others"]
[1990,1072.492,580.394,0,85.28,36.057,0,0,0,370.761]
[1991,1409.953,1212.456,78.643,118.854,0,0,0,0,0]
[1992,808.629,778.629,0,30,0,0,0,0,0]
[1993,783.322,783.322,0,0,0,0,0,0,0]
[1994,699.176,699.174,0,0,0.002,0,0,0,0]
[1995,722.839,687.692,0,0,0,0,35.147,0,0]
[1996,874.541,842.246,0,0,0.001,0,32.294,0,0]
[1997,721.918,651.016,0,10.459,0,0,60.443,0,0]
[1998,788.973,788.973,0,0,0,0,0,0,0]
[1999,1138.826,1095.575,0,0,0,0,27.246,16.005,0]
[2000,2038.016,1615.924,0,0,0,0,0,422.092,0]
[2001,3110.114,2529.973,0,0,0,0,0,580.141,0]
[2002,3878.824,2965.762,0,0.002,0,0,0,913.06,0]
[2003,4640.004,3628.603,0,0,0,0,0,1011.401,0]
[2004,4251.496,3179.649,0,32.938,33.033,0,0,1005.876,0]
[2005,4566.8,3118.642,0,15.676,104.351,0,0,1295.792,32.339]
[2006,5112.986,3167.773,0,233.187,407.809,0,0,1304.217,0]
[2007,5443.912,3490.708,0,174.929,45.023,7,0,1726.252,0]
[2008,5955.269,4252.563,0,71.415,0.033,0,0,1631.258,0]
[2009,6467.542,4168.046,0,123.772,0,0.001,16.356,2156.558,2.809]
[2010,7405.597,4603.363,0,619.693,0,0,0.039,2156.247,26.255]
[2011,8816.448,4294.458,0,1326.271,261.26,0,0,2934.459,0]
[2012,8054.976,3659.942,0,1457.273,22.01,0,0,2915.751,0]
[2013,8482.427,2791.093,0,1966.011,0,0,0,3725.323,0]
[2014,8293.559,2667.016,0,1723.684,0,0,0,3902.859,0]
[2015,8938.411,1528.842,0,2787.259,0,0,0,4622.31,0]
[2016,9423.522,1471.805,0,3903.521,0,0,148.003,3900.193,0]
[2017,7003.336,1387.98,21.447,3232.067,0,65.266,242.735,2053.841,0]
[2018,8200.816,1432.303,0,4166.244,0,95.206,0,2507.063,0]
[2019,6858.347,687.964,0,3030.912,0,98.046,0,3041.425,0]
[2020,6286.031,332.823,0,3210.624,0,87.676,0.012,2654.896,0]
[2021,6474.924,275.32,0,2617.288,0,91.68,0,3490.636,0]
[2022,5384.114,301.101,0,2107.356,0,191.089,0,2784.568,0]
[2023,4638.661,149.709,0,2195.253,0,255.956,0,2037.743,0]
["자료: 한국무역협회",{"$nulls":8},"Source: Korea International Trade Association."]

{"sheet":"Ⅱ-4","index":20,"n_rows":41,"n_cols":10,"rows_kept":41,"cut":false,"hidden":false,"merged":[[3,0,4,0]],"flags":["formulas_cached_only"]}
["4. 지역별 유연탄 수입량 Bituminous Coal Imports by Origin"]
[]
["단위: 천 톤",{"$nulls":8},"Unit: Thousand tons"]
[null,"합계1","아시아","중동","유럽","북미","중남미","아프리카","대양주","기타"]
[null,"Total1","Asia","Middle East","Europe","North\nAmerica","Centre and\nSouth\nAmerica","Africa","Oceania","Others"]
[1990,22846.311,2778.149,0,1064.847,7821.25,0,0,8413.375,2768.69]
[1991,27849.067,3426.373,140.761,548.69,10260.193,111.7,0,11028.575,2332.775]
[1992,29321.358,4199.932,0,359.461,7617.58,0,0,14615.953,2528.432]
[1993,34191.395,5581.472,0,951.826,8200.711,0,3819.579,15637.807,0]
[1994,37854.021,7847.849,0,674.398,7946.45,0,4511.715,16873.609,0]
[1995,42358.662,9718.683,0,887.944,9667.53,0,4160.569,17923.936,0]
[1996,45160.171,10862.509,0,812.884,9476.633,0,4680.613,19327.532,0]
[1997,48237.163,11682.498,0,1088.709,8368.372,0,4830.045,22267.539,0]
[1998,50565.642,11820.912,0,648.837,8669.493,65.389,3806.305,25554.706,0]
[1999,51100.738,17456.498,0,843.873,7006.164,0,4124.409,21669.794,0]
[2000,59600.517,25097.918,0,2565.34,7163.14,0,2502.968,22238.178,32.973]
[2001,61856.537,29392.108,0,1946.75,6092.87,0,263.831,24160.978,0]
[2002,64639.697,31085.477,0,2937.174,4542.728,0,0,26074.318,0]
[2003,65318.327,33062.512,0,3070.156,3853.152,0,0,25332.507,0]
[2004,72103.381,32557.034,0,5279.885,5135.145,0,0,29131.317,0]
[2005,69330.005,31090.429,0,3547.106,4913.352,0,0,29779.118,0]
[2006,70888.108,33674.751,0,4798.941,4814.354,0,0,27600.062,0]
[2007,79354.641,39101.149,0,6180.537,6276.182,0,301.425,27495.348,0]
[2008,90469.499,38522.305,0,7450.228,7518.628,0,609.349,36368.989,0]
[2009,92952.01,38228.824,0,4795.814,9050.761,72.416,604.168,40200.027,0]
[2010,106095.941,41992.443,0,8281.151,12571.556,1696.019,2346.099,39208.673,0]
[2011,116118.315,40579.691,0,11882.765,20167.272,305.725,3030.434,40152.428,0]
[2012,114645.062,38066.218,0,11243.254,18370.861,1935.76,3016.926,42012.043,0]
[2013,116221.746,37231.396,0,13290.728,18943.597,323.836,202.192,46229.997,0]
[2014,117873.047,34951.916,0,15748.187,16115.691,9.19,519.916,50528.147,0]
[2015,119321.532,30388.406,0,19978.256,12743.65,173.323,244.007,55793.89,0]
[2016,118468.473,33886.717,0,21817.659,10309.692,2619.351,2424.489,47410.565,0]
[2017,131464.336,36094.224,111.061,22844.597,14508.137,3786.344,8756.035,45363.938,0]
[2018,131519.594,34201.334,0,25678.753,15953.037,5439.274,8369.571,41877.625,0]
[2019,132667.206,30598.772,0,26659.563,16153.341,5255.149,5020.66,48979.721,0]
[2020,115373.393,24261.862,0,23284.856,15571.458,4897.643,2400.547,44957.027,0]
[2021,117105.709,19634.004,0,19488.554,13027.32,2793.417,4136.081,58026.333,0]
[2022,117751.636,27061.315,117.526,24469.07,13239.643,1750.612,7647.105,43466.365,0]
[2023,112932.393,27271.536,0,24574.679,12599.082,5593.641,8009.141,34884.314,0]
["1. 원료탄,기타유연탄,아역청탄의 합계",null,null,null,"1. Coking coal, other bituminous and sub-bituminous coal."]
["자료: 한국무역협회",null,null,null,"Source: Korea International Trade Association."]

{"sheet":"Ⅱ-5","index":21,"n_rows":43,"n_cols":22,"rows_kept":43,"cut":false,"hidden":false,"merged":[[3,1,3,12],[3,13,3,21],[4,1,4,3],[4,4,4,6],[4,7,4,9],[4,10,4,12],[4,13,6,13],[4,14,4,21]],"flags":["formulas_cached_only"]}
["5. 부문별 석탄 소비 Coal Consumption by Sector"]
[]
["단위: 천 톤",{"$nulls":20},"Unit: Thousand tons"]
[null,"무연탄\nAnthracite",{"$nulls":11},"유연탄 및 기타 석탄1\nBituminous and sub-bituminous coal1"]
[null,"발전\nPower generation",null,null,"산업\nIndustry",null,null,"가정\nResidential",null,null,"상업·공공\nCommercial & Public",null,null,"발전\nPower generation","산업\nIndustry"]
[null,"소계","국내탄","수입탄","소계","국내탄","수입탄","소계","국내탄","수입탄","소계","국내탄","수입탄",null,"소계","식품 및 담배","섬유 및 가죽","화학 및 석유화학","비금속광물","철강","비철금속","기타"]
[null,"Subtotal","Domestic","Imported","Subtotal","Domestic","Imported","Subtotal","Domestic","Imported","Subtotal","Domestic","Imported",null,"Subtotal","Food &\nTobacco","Textile &\nLeather","Chemical & Petrochemical","Non-metallic Minerals","Iron &\nSteel","Non-ferrous\nmetals","Others"]
[1990,2013.268,1983,30.268,753.84,601.668,152.173,17342.566,15885.094,1457.472,1217.563,1115.239,102.324,5724,17386.877,22.727,493.772,261.779,4030.303,12456.663,0,121.633]
[1991,1977.676,1973,4.676,908.788,473.418,435.37,13702.946,12499.065,1203.881,962.038,877.517,84.52,5777,20902.338,24.782,507.561,317.369,4775.758,15268.623,0,8.245]
[1992,2008.494,1863,145.494,471.878,308.959,162.919,10447.946,9677.586,770.36,407.502,377.456,30.046,6385,22114.076,54.485,670.352,448.328,5193.645,15738.138,0,9.128]
[1993,2283.63,2205,78.63,614.662,223.372,391.29,7317.951,6996.734,321.217,285.422,272.894,12.529,9008,25194.89,60.44,819.861,668.489,6151.958,17483.373,0,10.769]
[1994,2179.638,2151,28.638,742.899,137.636,605.263,4373.776,4311.213,62.563,170.59,168.151,2.44,12299,25819.694,67.849,906.156,703.199,6693.594,17272.831,164.337,11.728]
[1995,2429.275,2321,108.275,649.678,51.803,597.875,2942.118,2924.495,17.623,10.764,10.7,0.064,13752,26609.961,67.52,745.495,923.283,6830.793,17890.045,140.702,12.123]
[1996,2513.738,2421,92.738,812.813,33.94,778.872,1919.964,1916.048,3.916,7.025,7.011,0.014,19019,28910.16,75.909,1050.058,1055.916,5757.677,18569.788,201.802,2199.01]
[1997,2304.699,2241,63.699,682.308,24.089,658.219,1359.934,1359.934,0,4.976,4.976,0,22714.1,29095.359,74.428,1003.287,1161.974,6592.5,18355.966,153.404,1753.8]
[1998,2527.301,2421.08,106.221,871.198,149.695,721.503,1031.204,1031.204,0,48.101,48.101,0,25681.878,27699.252,67.772,1020.849,1177.209,5019.3,18484.99,152.533,1776.599]
[1999,2596.945,2502,94.945,1179.934,136.054,1043.881,937.229,937.229,0,43.717,43.717,0,28297.1,28115.841,68.696,1104.145,1227.322,5069,18633.734,138.043,1874.901]
[2000,2850.259,2850.259,0,2183.205,145.189,2038.016,1000.159,1000.159,0,46.652,46.652,0,33304.551,29173.205,62.51,1830.966,2175.432,5307.652,19631.337,164.424,0.884]
[2001,2875.284,2689.432,185.852,3436.13,511.868,2924.262,639.48,639.48,0,78.458,78.458,0,36601.372,29237.385,68.114,1830.277,2121.924,5474.663,19580.113,162.294,0]
[2002,2750.542,2557.936,192.606,4175.452,489.234,3686.217,611.203,611.203,0,74.989,74.989,0,40143,30106.717,69.33,1833.378,2167.174,5669,20205.387,162.448,0]
[2003,2879.676,2710,169.676,4948.866,488.64,4460.226,619.301,610.461,8.84,75.983,74.898,1.085,41631.4,30683.16,63.689,1582.804,2132.705,6060.4,20647.884,168.157,27.521]
[2004,2414.637,2356,58.637,4537.235,355.564,4181.671,717.238,709.47,7.768,308.305,304.967,3.339,45512,31520.059,61.484,1918.009,3258.651,5309,20779.378,166.461,27.076]
[2005,2359.492,2354,5.492,5040.036,516.541,4523.495,1060.135,1033.236,26.899,419.876,409.223,10.654,47852,30272.074,63.696,1863.927,2484.056,4807,20890.404,162.991,0]
[2006,2356,2356,0,5632.712,595.622,5037.089,1249.598,1194.287,55.311,454.195,434.091,20.104,50199,30282.189,60.442,1864.492,2487.602,4738,20965.171,166.482,0]
[2007,2392.411,2156,236.411,5556.219,509.101,5047.118,1142.875,1023.176,119.698,379.466,339.722,39.743,55486.6,31622.799,63.222,2027.258,2578.315,5051,21735.737,167.267,0]
[2008,2534.021,1960,574.021,5862.681,574.41,5288.271,1285.352,1214.598,70.753,395.778,373.991,21.785,62791,34315.619,57.953,2068.492,2931.134,5236,23835.33,186.71,0]
[2009,2690.328,1360,1330.328,5444.631,452.49,4992.14,1118.986,1006.532,112.454,318.969,286.914,32.055,71091,31362.061,61.424,2005.179,3150.207,4463,21182.311,499.941,0]
[2010,2404.05,839,1565.05,6120.288,422.132,5698.156,1100.126,987.747,112.378,289.715,260.121,29.594,76673.995,37829.736,62.224,1910.036,3744.011,4564.294,27210.012,316.2,22.959]
[2011,1658.801,543,1115.801,8021.294,415.956,7605.338,1046.939,974.538,72.401,328.203,305.506,22.697,80393,44631.502,61.253,1917.562,4877.673,5046,32367.744,335.158,26.112]
[2012,1796.721,591,1205.721,7148.703,403.445,6745.258,1022.364,946.509,75.855,374.859,347.046,27.813,79136,43466.241,61.742,1869.848,4584.986,4625,31948.459,351.398,24.808]
[2013,1728.664,323,1405.664,7331.629,398.517,6933.112,1036.903,936.296,100.607,438.759,396.187,42.571,79692,42554.724,61.413,1812.607,3867.694,4647,31746.86,393.41,25.74]
[2014,2043.992,250,1793.992,6636.997,320.471,6316.526,881.124,752.931,128.193,372.842,318.597,54.244,78227,48422.66,61.651,1949.256,4982.043,4916,36069.594,418.714,25.402]
[2015,2125.468,245.04,1880.428,7219.673,298.391,6921.282,796.795,701.055,95.739,337.159,296.647,40.511,80353.557,47031.96,65.122,1640.188,4817.282,4649.967,35310.093,525.678,23.63]
[2016,2528.364,240,2288.364,6678.868,136.548,6542.32,756.709,683.149,73.561,347.039,313.303,33.736,78185.12,45523.776,64.614,1650.458,5389.906,4590.852,33079.194,552.867,195.885]
[2017,1078.762,235,843.762,6219.366,121.604,6097.762,650.589,608.382,42.207,298.371,279.014,19.357,90220.339,48282.309,48.195,1907.44,6469.789,4175.133,34601.492,605.965,474.295]
[2018,991.627,230,761.627,7436.107,105.473,7330.634,550.593,527.681,22.912,252.511,242.003,10.508,94289.771,47773.507,0,1831.333,6277.141,3708.656,35107.251,594.765,254.361]
[2019,1164.84,400.204,764.636,6060.451,2.655,6057.797,585.583,552.829,32.754,55.227,52.138,3.089,86597.385,46785.607,0,1681.899,5750.904,3988.767,34316.29,599.113,448.634]
[2020,971.161,400.027,571.134,5700.142,2.147,5697.995,462.477,447.061,15.416,43.616,42.163,1.454,72962.785,44839.988,0,1522.985,6376.307,3404.082,32690.037,546.329,300.248]
[2021,899.642,400,499.642,5977.243,1.962,5975.282,408.512,408.512,0,38.527,38.527,0,74285.075,47205.983,0,1629.296,6988.4,3649,34095.639,535.702,307.946]
[2022,911.962,400,511.962,4874.008,1.857,4872.151,386.676,386.676,0,36.467,36.467,0,75103.958,42640.499,6.617,1584.081,5448.207,3657,31151.093,497.154,296.347]
[2023,917.34,400,517.34,4123.029,1.708,4121.321,355.702,355.702,0,33.546,33.546,0,71128.901,42774.941,6.617,1540.862,5423.207,3479,31530.972,497.937,296.347]
["1. 원료탄,기타유연탄,아역청탄",{"$nulls":12},"1. Coking coal, other bituminous and sub-bituminous coal."]
["자료: 대한석탄협회, 철강사 및 석탄소비업체 등",{"$nulls":12},"Source: Korea Coal Association,steel companies, other coal consumers, etc."]

{"sheet":"Ⅱ-6","index":22,"n_rows":35,"n_cols":6,"rows_kept":35,"cut":false,"hidden":false,"merged":[[3,0,4,0]],"flags":["formulas_cached_only"]}
["6. 무연탄 재고 Anthracite Stocks"]
[]
["단위: 천 톤",{"$nulls":4},"Unit: Thousand tons"]
[null,"합계","연탄공장","정부비축","탄광","입항지"]
[null,"Total","Briquette Factory","Government","Mine","Port"]
[1995,8492,1747,4058,2156,531]
[1996,8937,1292,5033,2149,463]
[1997,9720,1064,6038,2218,400]
[1998,10269,939,7024,1955,351]
[1999,10737,701,7801,1936,299]
[2000,10774,538,8111,1829,296]
[2001,10576,581,8111,1592,292]
[2002,10101,402,8111,1344,244]
[2003,9527,400,8061,825,241]
[2004,8894,304,8061,401,128]
[2005,7388,201,6943,227,17]
[2006,5551,620,4671,260,0]
[2007,4231,529,3445,257,0]
[2008,2797,607,2026,164,0]
[2009,2226,537,1596,93,0]
[2010,1853,479,1308,66,0]
[2011,1720,514,1142,64,0]
[2012,1628,471,1080,77,0]
[2013,1457,435,924,98,0]
[2014,1610,600,899,111,0]
[2015,1798,631,899,268,0]
[2016,2151,661,899,591,0]
[2017,2441,671,899,871,0]
[2018,2589,630,905,1054,0]
[2019,2650,391,918,1341,0]
[2020,2772,213,932,1627,0]
[2021,2810,105,944,1761,0]
[2022,2807,109,955,1743,0]
[2023,2696,114,966,1616,0]
["자료: 대한석탄협회",{"$nulls":4},"Source : Korea Coal Association"]

{"sheet":"Ⅱ-7","index":23,"n_rows":37,"n_cols":7,"rows_kept":37,"cut":false,"hidden":false,"merged":[],"flags":["formulas_cached_only"]}
["7. 생산규모별 국내 탄광 현황"]
["   Number of Anthracite Mines by Production Scale"]
[]
["단위: 개",{"$nulls":5},"Unit: Each"]
[null,"합계","5만톤 미만","5～10만톤","10～30만톤","30～50만톤","50만톤 이상"]
[null,"Total","50,000 M/T","50,000~","100,000~","300,000~","500,000 M/T"]
[null,null,"Under","100,000 M/T","300,000 M/T","500,000 M/T","Over"]
[1995,27,15,3,2,2,5]
[1996,11,1,1,2,3,4]
[1997,11,1,1,2,4,3]
[1998,12,2,1,2,4,3]
[1999,11,1,1,2,4,3]
[2000,12,2,1,3,3,3]
[2001,13,3,1,3,3,3]
[2002,10,1,1,4,2,2]
[2003,9,0,2,3,2,2]
[2004,9,0,1,4,2,2]
[2005,8,0,2,3,1,2]
[2006,7,0,1,3,1,2]
[2007,7,0,1,3,1,2]
[2008,7,0,1,3,1,2]
[2009,6,1,0,2,1,2]
[2010,5,0,0,2,1,2]
[2011,5,0,0,2,1,2]
[2012,5,0,0,2,1,2]
[2013,5,0,1,1,1,2]
[2014,5,1,0,2,0,2]
[2015,5,1,0,1,2,1]
[2016,5,1,0,1,2,1]
[2017,5,1,0,1,2,1]
[2018,5,1,0,3,0,1]
[2019,4,0,0,3,0,1]
[2020,4,0,1,2,0,1]
[2021,4,0,1,2,0,1]
[2022,4,0,1,2,0,1]
[2023,4,1,2,0,1,0]
["자료: 대한석탄협회, 대한석탄공사",{"$nulls":5},"Source : Korea Coal Association, Korea Coal Corporation"]

{"sheet":"Ⅱ-8","index":24,"n_rows":51,"n_cols":7,"rows_kept":51,"cut":false,"hidden":false,"merged":[[2,1,2,2],[2,3,2,4],[2,5,2,6],[3,1,3,2],[3,3,3,4],[3,5,3,6]],"flags":["formulas_cached_only"]}
["8. 석탄광 종업원 수 및 생산성(O.M.S)  Coal Mining Employees and Output per Man Shift"]
[]
[null,"대한석탄공사",null,"민영",null,"합계"]
[null,"Korea Coal Corporation",null,"Private",null,"Total"]
[null,"종업원 수","생산성","종업원 수","생산성","종업원 수","생산성"]
[null,"Emplyees","O.M.S","Emplyees","O.M.S","Emplyees","O.M.S"]
[null,"명(person)","톤(ton)","명(person)","톤(ton)","명(person)","톤(ton)"]
[1981,15800,1.12,44502,1.25,60302,1.21]
[1982,16707,1.07,45603,1.18,62310,1.15]
[1983,15358,1.1,44565,1.22,59923,1.19]
[1984,14952,1.15,48666,1.24,63618,1.22]
[1985,14944,1.18,49801,1.23,64745,1.22]
[1986,15134,1.21,53727,1.27,68861,1.26]
[1987,15341,1.2,53150,1.28,68491,1.26]
[1988,14260,1.25,47999,1.38,62259,1.35]
[1989,12880,1.33,35054,1.5,47934,1.46]
[1990,10679,1.33,27422,1.65,38101,1.56]
[1991,10450,1.4,22111,1.76,32561,1.65]
[1992,9500,1.33,16521,1.78,26021,1.61]
[1993,7949,1.29,11512,1.83,19461,1.61]
[1994,6370,1.32,8555,1.86,14925,1.63]
[1995,5434,1.24,6301,1.99,11735,1.65]
[1996,5031,1.2,5694,2.01,10725,1.62]
[1997,4556,1.24,5167,2.03,9723,1.66]
[1998,3790,1.28,4786,2.1,8576,1.71]
[1999,3706,1.37,4508,2.18,8214,1.8]
[2000,3768,1.38,4439,2.23,8207,1.81]
[2001,3543,1.29,3626,2.22,7169,1.77]
[2002,3232,1.23,3392,2.29,6624,1.75]
[2003,3255,1.3,3347,2.67,6602,1.77]
[2004,3286,1.35,2590,2.29,5876,1.81]
[2005,3351,1.47,2385,2.62,5736,1.96]
[2006,3553,1.51,2387,2.71,5940,1.99]
[2007,3464,1.67,2333,2.7,5797,2.08]
[2008,3115,1.72,1872,2.89,4987,2.17]
[2009,2754,1.95,1708,2.79,4462,2.26]
[2010,2668,1.82,1382,2.86,4050,2.18]
[2011,2378,1.89,1390,2.99,3768,2.3]
[2012,2424,1.98,1384,2.96,3808,2.35]
[2013,2375,2.04,1052,2.7,3427,2.25]
[2014,2033,2.098,1071,2.812,3104,2.345]
[2015,2063,2.2,1063,2.9,3126,2.45]
[2016,2121,2.141,1051,2.84,3172,2.39]
[2017,2004,1.983,889,2.762,2893,2.227]
[2018,1634,1.58,856,2.69,2490,1.95]
[2019,1491,1.52,856,2.73,2347,1.95]
[2020,1371,1.401,848,2.78,2219,1.906]
[2021,1242,1.298,798,2.708,2040,1.828]
[2022,1030,1.184,783,2.715,1813,1.804]
[2023,892,0.77,728,2.69,1620,1.56]
["자료: 대한석탄협회",{"$nulls":5},"Source : Korea Coal Association"]

{"sheet":"Ⅱ-9","index":25,"n_rows":31,"n_cols":19,"rows_kept":31,"cut":false,"hidden":false,"merged":[],"flags":["formulas_cached_only"]}
["9. 연탄 공장 현황 Number of Briquette Factories"]
[]
["단위: 개",{"$nulls":17},"Unit: Each"]
[null,"합계","서울","부산","대구","인천","광주","대전","울산","세종","경기","강원","충북","충남","전북","전남","경북","경남","제주"]
[null,"Total","Seoul","Busan","Daegu","Inchun","Gwangju","Daejeon","Ulsan","Sejong","Gyeonggi","Gangwon","Chungbuk","Chungnam","Jeonbuk","Jeonnam","Gyeongbuk","Gyeongnam","Jeju"]
[2000,81,4,4,4,0,2,3,0,0,3,14,5,5,7,8,18,3,1]
[2001,80,4,4,4,0,2,3,0,0,3,14,5,5,7,7,18,3,1]
[2002,73,3,3,4,0,2,3,0,0,3,14,5,4,7,6,15,3,1]
[2003,68,3,2,4,0,1,3,0,0,2,12,5,5,7,6,14,3,1]
[2004,64,3,2,4,0,1,3,0,0,2,11,5,5,7,6,13,2,0]
[2005,62,3,3,4,0,1,3,0,0,2,11,5,5,4,6,13,2,0]
[2006,59,3,3,4,0,1,3,0,0,2,10,5,3,4,6,13,2,0]
[2007,60,3,3,4,0,1,3,0,0,2,11,5,3,4,6,13,2,0]
[2008,52,2,1,3,0,1,3,0,0,2,11,5,3,2,4,13,2,0]
[2009,51,2,1,3,0,1,3,0,0,2,11,5,3,2,3,13,2,0]
[2010,50,2,1,3,0,1,3,0,0,2,11,5,3,2,2,14,1,0]
[2011,51,2,1,3,0,1,3,0,0,2,11,6,3,2,2,14,1,0]
[2012,49,2,1,3,0,1,3,0,1,2,10,6,2,2,2,13,1,0]
[2013,48,2,1,3,0,1,3,0,1,1,10,6,2,2,2,13,1,0]
[2014,48,2,1,3,0,1,3,0,1,1,10,6,2,2,2,13,1,0]
[2015,49,2,1,3,0,1,3,0,1,1,11,6,2,2,2,13,1,0]
[2016,46,2,1,3,0,1,3,0,1,1,10,6,2,2,2,11,1,0]
[2017,48,2,1,3,0,1,3,0,1,1,11,6,2,2,2,12,1,0]
[2018,45,2,0,0,0,1,3,0,0,1,12,6,2,1,2,14,1,0]
[2019,44,2,0,0,0,1,3,0,0,1,12,6,2,1,1,14,1,0]
[2020,39,1,0,0,0,1,3,0,0,1,11,4,2,1,1,13,1,0]
[2021,34,1,0,0,0,1,3,0,0,1,10,4,2,1,1,10,0,0]
[2022,34,1,0,0,0,1,3,0,0,1,10,4,2,1,1,10,0,0]
[2023,30,1,0,0,0,1,3,0,0,1,8,4,1,1,1,9,0,0]
["주: 지역별 연탄생산용 무연탄 소비 기준",{"$nulls":9},"Note: Anthracite consumption for briquette production"]
["자료: 대한석탄협회",{"$nulls":9},"Source: Korea Coal Association"]

{"sheet":"Ⅱ-10","index":26,"n_rows":50,"n_cols":16,"rows_kept":50,"cut":false,"hidden":false,"merged":[[2,0,5,0],[2,4,2,7],[2,8,2,11],[2,12,2,15],[3,3,4,3],[5,4,5,7],[5,8,5,11],[5,12,5,15]],"flags":["formulas_cached_only"]}
["10. 석탄광 재해 현황 Coal Mining Accidents"]
[]
[null,"생산량\nProduction","종업원수\nNumber of ","연가동인원\nMan shift","재해자 수\nNumber of person",null,null,null,"백만인당 재해자 수\nAccidents per million man shifts",null,null,null,"백만톤당 재해자 수\nAccidents per million tonnes of product"]
[null,null,"employees","per year","합계","사망","중상","경상","합계","사망","중상","경상","합계","사망","중상","경상"]
[{"$nulls":4},"Total","Death","Severe injury","Slight injury","Total","Death","Severe injury","Slight injury","Total","Death","Severe injury","Slight injury"]
[null,"천 톤\n(1,000 ton)","명\n(persons)","천 명\n(1,000 persons)","명\n(persons)",null,null,null,"명\n(persons)",null,null,null,"명\n(persons)"]
[1981,19865,60302,18694,6157,194,2599,3364,332.1,10.5,140.2,181.5,309.9,9.8,130.8,169.3]
[1982,20116,62310,19316,5413,167,2348,2898,283.7,8.8,123.1,151.9,269.1,8.3,116.7,144.1]
[1983,19861,58959,18277,5066,164,2281,2621,277.1,8.9,124.8,143.4,254.9,8.2,114.8,131.9]
[1984,21370,61812,18966,5549,170,2344,3035,292.6,9,123.6,160,259.7,8,109.7,142]
[1985,22543,64745,20071,5925,181,2418,3326,295.2,9,120.5,165.7,262.8,8,107.3,147.5]
[1986,24253,68861,19329,6182,167,2648,3367,319.8,8.6,137,174.2,254.9,6.9,109.2,138.8]
[1987,24273,71947,19726,5909,174,2583,3152,299.6,8.8,130.9,159.8,243.4,7.1,106.4,129.9]
[1988,24295,62259,17642,5696,159,2581,2956,322.9,9,146.3,167.6,234.4,6.5,106.2,121.7]
[1989,20785,47934,14085,4953,111,2218,2624,351.7,7.9,157.5,186.3,238.3,5.3,106.7,126.3]
[1990,17217,38101,11137,3773,108,1878,1787,338.8,9.7,168.6,160.5,219.1,6.3,109.1,103.7]
[1991,15058,32561,8665,2843,74,1545,1224,328.1,8.5,178.3,141.2,188.8,4.9,102.6,81.2]
[1992,11970,26021,7357,1916,74,984,858,260.4,10.1,133.8,116.6,160.1,6.2,82.2,71.7]
[1993,9443,19461,5456,1331,57,557,717,244,10.4,102.1,131.4,140.9,6,59,75.9]
[1994,7438,14925,4476,786,46,426,314,175.6,10.3,95.2,70.2,105.7,6.2,57.3,42.2]
[1995,5720,11735,3481,423,17,274,132,121.5,4.9,78.7,37.9,74,3,47.9,23.1]
[1996,4951,10889,3068,265,27,172,66,86.4,8.8,56.1,21.5,53.5,5.5,34.7,13.3]
[1997,4514,9543,2850,235,15,142,78,82.5,5.3,49.8,27.4,52.1,3.3,31.5,17.3]
[1998,4361,8430,2564,153,6,108,39,59.7,2.3,42.1,15.2,35.1,1.4,24.8,8.9]
[1999,4197,8214,2330,114,9,60,45,48.9,3.9,25.8,19.3,27.2,2.1,14.3,10.8]
[2000,4150,8207,2271,107,6,42,59,47.1,2.6,18.5,26,25.7,1.4,10.1,14.2]
[2001,3817,7812,2152,99,14,34,51,46,6.5,15.8,23.7,25.9,3.7,8.9,13.3]
[2002,3318,6872,1896,70,14,20,36,36.9,7.4,10.5,19,21.1,4.2,6,10.9]
[2003,3299,6636,1858,62,7,20,35,33.4,3.8,10.8,18.8,18.8,2.1,6.1,10.6]
[2004,3191,6570,1759,48,5,11,32,27.3,2.8,6.3,18.2,15,1.6,3.4,10]
[2005,2832,5736,1447,22,3,7,12,15.2,2.1,4.8,8.3,7.8,1.1,2.5,4.2]
[2006,2824,5888,1422,31,0,8,23,21.8,0,5.6,16.2,11,0,2.8,8.2]
[2007,2886,5843,1385,73,3,34,36,52.7,2.2,24.5,26,25.3,1,11.8,12.5]
[2008,2773,4987,1275,50,2,24,24,39.2,1.6,18.8,18.8,18,0.7,8.7,8.6]
[2009,2519,4462,1112,48,4,21,23,43.2,3.6,18.9,20.7,19.1,1.6,8.3,9.2]
[2010,2084,4050,995,36,1,12,23,36.2,1,12.1,23.1,17.3,0.5,5.8,11]
[2011,2084,3794,905,31,2,14,15,34.3,2.2,15.5,16.6,14.9,1,6.7,7.2]
[2012,2094,3706,890,42,4,15,23,47.2,4.5,16.9,25.8,20.1,1.9,7.2,11]
[2013,1815,3435,805,43,3,18,22,53.4,3.7,22.4,27.3,23.7,1.9,9.9,12.1]
[2014,1748,3104,745,11,2,6,3,14.8,2.7,8.1,4,6.3,1.2,3.4,1.7]
[2015,1764,3126,721,14,1,5,8,19.4,1.4,6.9,11.1,7.9,0.6,2.8,4.5]
[2016,1726,3172,724,19,3,5,11,26.2,4.1,6.9,15.2,11,1.7,2.9,6.4]
[2017,1485,2893,667,19,5,6,8,28.5,7.5,9,12,12.8,3.4,4,5.4]
[2018,1202,2490,617,6,1,0,5,9.7,1.6,0,8.1,5,0.8,0,4.2]
[2019,1084,2347,555,13,2,5,6,23.4,3.6,9,10.8,11.9,1.8,4.6,5.5]
[2020,1019,2219,535,6,1,3,2,11.2,1.9,5.6,3.7,5.9,1,2.9,2]
[2021,898,2040,491,3,0,2,1,6.1,0,4.1,2,3.3,0,2.2,1.1]
[2022,820,1813,454,3,1,1,1,6.6,2.2,2.2,2.2,3.6,1.2,1.2,1.2]
[2023,646,1620,413,1,0,0,1,2.4,0,0,2.4,1.5,0,0,1.5]
["자료: 대한석탄협회",{"$nulls":7},"Source: Korea Coal Association"]

{"sheet":"Ⅱ-11","index":27,"n_rows":44,"n_cols":7,"rows_kept":44,"cut":false,"hidden":false,"merged":[[2,1,2,2],[2,3,2,4],[2,5,2,6],[3,1,3,2],[3,3,3,4],[3,5,3,6]],"flags":["formulas_cached_only"]}
["11. 연탄 가격 추이 Trend of Briquette Price"]
[]
[null,"공장도",null,"판매소도",null,"가정도"]
[null,"Plant Gate Price",null,"Seller's Gate Price",null,"House Gate Price"]
[null,"가격","인상율","가격","인상율","가격","인상율"]
[null,"Price","Increasing","Price","Increasing","Price","Increasing"]
[null,"원(KRW)","%","원(KRW)","%","원(KRW)","%"]
["1981. 8. 14",131,12.4,145.5,11.1,153,10.9]
[" 7.  1",135,3.1,150,3.1,158,3.3]
["1982.  5. 13",135,"-",150,"-",158,"-"]
["1983. 5. 17",135,"-",150,"-",158,"-"]
["1984. 4. 14",140,3.7,151,0.7,166,5.1]
["1985. 9. 5",145,3.6,156,3.3,171,3]
["1986. 5. 5",151,4.1,168,7.7,178,4.1]
["1987. 4. 4",160,6,177,5.4,187,5.1]
["1988. 5. 10",167.25,4.5,185,4.5,195,4.3]
["1989. 6. 3",167.25,"-",185,"-",195,"-"]
["1990. 9. 6",167.25,"-",185,"-",200,2.6]
["1991. 10. 2",167.25,"-","시･도지사결정","-","시･도지사결정","-"]
["1995. 9. 1",167.25,"-","〃","-","〃","-"]
["1996. 9. 1",167.25,"-","〃","-","〃","-"]
["1997. 9. 1",167.25,"-","〃","-","〃","-"]
["1998. 10. 1",167.25,"-","〃","-","〃","-"]
["1999. 11. 1",167.25,"-","〃","-","〃","-"]
["2000. 11. 1",167.25,"-","〃","-","〃","-"]
["2001. 9. 1",167.25,"-","〃","-","〃","-"]
["2003. 3. 1",184,10,201.75,9.1,"〃","-"]
["2003. 12. 1",184,"-",201.75,"-","〃","-"]
["2004. 12. 1",184,"-",201.75,"-","〃","-"]
["2005. 9. 1",184,"-",201.75,"-","〃","-"]
["2007. 4. 1",221,20,238.75,18.3,"〃","-"]
["2008. 4. 1",287.25,30,305,27.7,"〃","-"]
["2009. 11. 1",373.5,30,391.25,28.3,"〃","-"]
["2011.  8. 1",373.5,"-",391.25,"-","〃","-"]
["2016. 10. 4",446.75,19.6,464.5,18.7,"〃","-"]
["2017. 11. 28",534.25,19.6,552,18.8,"〃","-"]
["2018. 11. 23",639,19.6,656.75,19,"〃","-"]
["2019. 9. 20",639,"-",656.75,"-","〃","-"]
["2020. 12. 16",639,"-",656.75,"-","〃","-"]
["2021. 12. 11",639,"-",656.75,"-","〃","-"]
["2022. 12. 5",639,"-",656.75,"-","〃","-"]
["2023. 12. 20",639,"-",656.75,"-","〃","-"]
["주: 서울시 3.6㎏ 연탄가격 기준",{"$nulls":5},"Note: Based on a 3.6kg-briquette in Seoul"]
["자료: 대한석탄협회",{"$nulls":5},"Source : Korea Coal Association"]

{"sheet":"Ⅱ-12","index":28,"n_rows":67,"n_cols":20,"rows_kept":67,"cut":false,"hidden":false,"merged":[[3,0,4,0],[16,1,16,6],[16,8,16,9],[16,13,16,15],[3,1,3,7],[3,8,3,14],[17,8,17,9],[17,13,17,15],[41,0,41,1],[41,2,41,3],[41,4,41,5],[41,6,41,7],[41,8,41,9],[49,0,49,3],[49,4,49,6],[50,5,51,5],[59,5,60,5],[17,1,17,6]],"flags":["formulas_cached_only"]}
["12. 석탄 및 연탄가격  Coal and Briquette Price"]
[]
["1. 석탄 및 연탄지원 단가"]
[null,"석탄(원/톤)",{"$nulls":6},"연탄(제조사)(원/개)"]
[null,2017,2018,2019,2020,2021,2022,2023,2017,2018,2019,2020,2021,2022,2023]
["생산원가",199149,218574,222918,222027,225639,239580,245525,744,760.5,790.25,813.5,787.5,798.75,814.5]
["최고판매가격",169427,180358,187929,187401,188527,185253,187480,639,639,639,639,639,639,639]
["지원단가",29722,38216,34989,34626,37112,54327,58045,121.5,121.5,151.25,174.5,148.5,159.75,175.5]
["지원율(%)",14.92,17.48,15.7,15.6,16.45,22.68,23.64,15.98,15.98,19.14,21.45,18.86,20,21.55]
["∙ 연탄 생산원가 = 최고판매(공장도)가격 + (제조비) 지원단가"]
["∙'18년 이후 석·연탄 최고판매가격 동결."]
["∙ 자료: 산업통상자원부"]
[]
["2. 석탄 및 연탄가격 인상추이"]
[null,"’89~’95","’96","’97","’98~’99","’00~'01","’02","’03","’04","’05~’06","’07","’08","’09","’10","’11","’12~’15","’16","’17","’18","’19~’23"]
["석탄","동결",0.05,0.1,0.15,"동결",0.05,0.05,0.075,0.1,0.1,0.155,0.071,"동결",0.15,"동결",0.08,0.08,0.08,"동결"]
["연탄","‘89～‘02년까지 동결",{"$nulls":5},0.1,"동결",null,0.2,0.3,0.3,"동결",null,null,0.196,0.196,0.196,"동결"]
["(가격)","(167)",{"$nulls":5},"(184)","(184)",null,"(221)","(287)","(374)","(374)",null,null,"(447)","(534)","(639)","(639)"]
["∙ 연탄(공장도)가격은 ’88년 이후 7회(‘03.3.1, ‘07.4.1, ‘08.4.1, ‘09.11.1, ‘16.11.3, ‘17.11.28, ‘18.11.23) 인상 "]
["∙ 자료: 산업통상자원부"]
[]
["3. 연탄제조용 및 발전용 무연탄 최고판매가격"]
[null,null,null,"(단위 : 원/톤)"]
["등급","열량(kcal/kg)","최고판매가격","비고"]
["1급","5,200∼5,399",209520,"자율가격"]
["2급","5,000∼5,199",201610,"“"]
["3급","4,800∼4,999",193710,"고시가격"]
["4급","4,600∼4,799",186540,"“"]
["5급","4,400∼4,599",179380,"“"]
["6급","4,200∼4,399",172220,"“"]
["7급","4,000∼4,199",165040,"자율가격"]
["8급","3,750∼3,999",152150,"“"]
["9급","3,500∼3,749",142400,"“"]
["급외1","3,250∼3,499",128870,"“"]
["급외2","3,000∼3,249",119310,"“"]
["∙ 발전용탄 중 2급 이상은 3급탄 중위열량(kcal/kg)당 단가로 각 등급별 중위열량을 곱한 금액을 기준으로 함. "]
["∙ 자료 : 석탄 및 석탄가공제품 판매가격의 최고액 지정 등에 관한 고시, ‘23.12.20."]
[]
[]
["4. 연탄 최고판매가격 (1호탄(3.6kg) 기준) : 전국 단일가격"]
[{"$nulls":9},"(단위 : 원/개)"]
["2008. 4. 1 ~ 2009.10.31",null,"2009.11. 1.~2016.10.3",null,"2016.10.4∼2017.11.27",null,"2017.11.28∼2018.11.22",null,"2018.11.23 부터"]
["공장도\n가격","판매소(소매점) \n가격","공장도\n가격","판매소(소매점) \n가격","공장도\n가격","판매소(소매점) \n가격","공장도\n가격","판매소(소매점) \n가격","공장도\n가격","판매소(소매점) \n가격"]
[287.25,305,373.5,391.25,446.75,464.5,534.25,552,639,656.75]
["∙ 소비자가격 = 공장도가격 + 운반비 및 배달료(자율화)"]
["∙ 자료 : 석탄 및 석탄가공제품 판매가격의 최고액 지정 등에 관한 고시, ‘23.12.20."]
[]
["5. 연탄 지원금 및 가격 구조"]
[{"$nulls":7},"(단위 : 원/개)"]
["정부 지원금",null,null,null,"소비자 가격 결정구조",null,null,"합계\n(A+B)"]
["원탄","연탄","연탄","계","공장도","운반비·배달료\n(상·하자 비용 포함)","계"]
["(석탄)","제조비","수송비","(A)","가 격",null,"(B)"]
[209,175.5,24.75,409.25,639,161,800,1209.25]
[null,null,null,"(33.8%)",null,null,"(66.2%)","(100%)"]
["∙ 합계(A+B)는 정부지원 없을시 정상 소비자가격 추정치"]
["∙ 운반비 및 배달료는 서울 평지 기준으로 추정 (배달지역에 따라 금액 상이)"]
["∙ 자료: 산업통상자원부"]
[]
["6. 연탄 품질기준"]
[null,"지름","높이","무게","발열량","공수\n"]
[null,"(mm)","(mm)","(kg)","(kcal/kg)"]
["1호",150,142,3.6,"4,400이상","22(일반가정용)"]
["2호",158,152,4.5,"″",25]
["3호",162,155,4.8,"″",25]
["4호",157,161,4.9,"″",19]
["5호",215,142,7.5,"″",31]
["∙ 자료 : 석탄산업법 시행규칙 [별표 3]석탄가공제품의 품질기준과 검사방법, '23.12.12."]

{"sheet":"Ⅲ. 가스","index":29,"n_rows":23,"n_cols":2,"rows_kept":23,"cut":false,"hidden":false,"merged":[],"flags":["formulas_cached_only"]}
[]
[]
[]
[null,"Ⅲ. 가스"]
[]
[]
[null,"제목을 클릭하시면 해당 시트로 이동합니다"]
[]
[null,"1. 천연가스 수급"]
[]
[null,"2. 국별 액화천연가스 수입"]
[]
[null,"3. 액화천연가스 생산설비"]
[]
[null,"4. 용도별 도시가스 소비"]
[]
[null,"5. 부문별 도시가스 소비"]
[]
[null,"6. 지역별 도시가스 수요가 수"]
[]
[null,"7. 도시가스 가격"]
[null,"7-1. 도시가스 가격(2012년 이전)"]
[null,"7-2. 도시가스 가격(2012년 이후)"]

{"sheet":"Ⅲ-1","index":30,"n_rows":50,"n_cols":12,"rows_kept":50,"cut":false,"hidden":false,"merged":[[2,0,6,0],[2,1,2,6],[2,7,2,11],[3,1,3,6],[3,7,3,11],[4,2,4,3],[5,2,5,3],[6,4,6,6],[6,7,6,11]],"flags":["formulas_cached_only"]}
["1. 천연가스 수급 Natural Gas Overview"]
[]
[null,"공급  ",{"$nulls":5},"소비 "]
[null,"Supply ",{"$nulls":5},"Consumption"]
[null,"국내생산","수입",null,"재고변화",null,"일차에너지공급","발전전용","열병합·열전용","가스제조","에너지산업자체소비1","산업2"]
[null,"Production","Imports",null,"Stock changes","재고 \nStock","TPES","Electricity-only","CHP/Heat-only","Gas manufacturing","Transformation own use1","Industry2"]
[null,"1,000 ton","1,000 ton","Mil. USD","1,000 ton",null,null,"1,000 ton"]
[1990,0,2237.353,459.53,38,46,2275.353,1741.257,0,571.713,0,3.768]
[1991,0,2494.278,485.247,-64,110,2430.278,1800.129,0,874.555,0,4.637]
[1992,0,2993.695,561.704,42,68,3035.695,2018.774,206.098,1249.671,0,6.558]
[1993,0,4459.157,781.466,-29,97,4430.157,1661.184,856.736,1833.755,0,13.708]
[1994,0,5996.391,961.452,-60,157,5936.391,1709.121,1620.124,2442.129,0,11.705]
[1995,0,6755.587,1275.272,54,103,6809.587,1680.411,1881.629,3407.994,0,9.079]
[1996,0,9257.945,1878.429,-266,369,8991.945,2427.085,2195.28,4581.146,0,0.418]
[1997,0,11471.11,2295.869,-236,605,11235.11,3147.364,2229.279,5770.195,233,0.017]
[1998,0,10189.192,1549.316,78,527,10267.192,2466.404,1723.008,6232.863,221,0.009]
[1999,0,12284.343,1972.559,-11.63,538.63,12272.713,2857.793,1908.922,7886.351,305,1.808]
[2000,0,15239.164,3882.335,-52.241,590.871,15186.922,2574.698,1954.237,9528.298,336.824,159.55]
[2001,0,15317.686,3989.796,-147.107,737.978,15170.579,3003.532,1846.36,10299.466,398.457,437.712]
[2002,0,17992.656,4120.225,312.478,425.5,18305.135,4086.395,1968.393,11169.33,53.8,478.96]
[2003,0,19308.333,5081.949,-637.598,1063.098,18670.735,4115.693,1933.19,11939.036,163.838,458.033]
[2004,163.451,21781.216,6551.553,-539.281,1602.379,21405.385,6280.955,1973.007,12456.392,487.011,588.773]
[2005,398.449,22317.498,8646.484,643.324,959.055,23359.271,6664.339,1958.722,13977.981,210.748,485.872]
[2006,354.752,25255.7,11924.909,-977.187,1936.242,24633.265,7980.994,2033.126,13878.6,184.85,1013.814]
[2007,271.373,25568.895,12653.251,825.146,1111.096,26665.414,7823.1,3705.675,14349.679,135.958,644.56]
[2008,181.423,27258.657,19806.104,-1446.529,2557.624,25993.552,7495.294,4021.034,15201.334,172.574,549.03]
[2009,383.414,25821.726,13874.985,873.991,1733.764,27079.131,6420.526,3479.475,15328.338,52.468,699.954]
[2010,414.838,32603.452,17005.964,-927.891,2689.443,32090.399,9461.661,5126.786,17354.437,274.36,738.693]
[2011,347.236,36684.659,23859.294,-633.709,3323.152,36398.185,12706.781,3464.515,18089.906,469.923,768.84]
[2012,334.439,36183.804,27364.464,1483.192,1839.959,38001.435,13746.532,4095.427,19380.519,362.802,812.739]
["2013",355.116,39875.738,30645.106,-397.254,2237.213,39833.599,15662.765,4201.206,19399.778,143.539,797.956]
["2014",246.652,37107.313,31402.525,-997.166,3234.38,36356.799,14131.681,3590.948,17966.652,111.492,780.777]
["2015",144.291,33365.688,18779.095,207.025,3034.309,33717.004,12336.475,3445.081,16731.673,56.579,867.824]
["2016",118.332,33453.379,12169.98,1361.037,1694.935,34932.748,12226.713,3993.758,17183.911,123.1,1366.995]
["2017",260.953,37537.092,15615.666,-597.906,2307.709,37200.139,12009.641,4411.341,18199.162,362.656,1400.833]
["2018",233.893,44015.317,23188.916,-2055.774,4374.326,42193.436,14802.112,5561.941,19624.104,919.123,1367.076]
["2019",198.338,40748.31,20566.592,317.405,4068.969,41264.053,14015.626,5390.197,18632.632,1478.676,1475.368]
["2020",141.68,39982.225,15716.276,1214.147,2886.162,41313.754,14258.058,5720.577,18045.27,1848.458,1591.175]
["2021",42.075,45931.842,25452.783,-294.985,3207.33,45657.009,16942.507,6306.174,19118.063,1817.015,1605.436]
["2022",0,46394.103,50022.188,-1123.992,4413.282,45262.12,16095.532,6579.161,19643.42,1513.58,1620.72]
["2023",0,44117.049,36048.869,-799.23,5156.388,43308.977,15133.536,6484.68,18128.624,2020.113,2161.528]
["1. 석유정제, LNG 생산기지 내의 설비 운용 등",{"$nulls":6},"1. LNG consumption in oil refinery and LNG terminals."]
["2. 최종소비",{"$nulls":6},"2. Total final consumption."]
["자료 : 한국가스공사, LNG 직도입사, 한국무역협회",{"$nulls":6},"Source: Korea Gas Corporation, LNG Importers and International Trade Association"]
[]
[]
[]
[]
[]
[null," "]

{"sheet":"Ⅲ-2","index":31,"n_rows":43,"n_cols":10,"rows_kept":43,"cut":false,"hidden":false,"merged":[],"flags":["formulas_cached_only"]}
["2. 국별 천연가스 수입  Natural Gas Imports by Country"]
["   "]
["단위 : 천 톤 ",{"$nulls":8},"Unit: Thousand tons"]
[null,"합계","인도네시아","카타르","말레이시아","오만","미국","호주","러시아","기타1"]
[null,"Total","Indonesia","Qatar","Malaysia","Oman","United States","Australia","Russia","Others1"]
[1990,2237.353,2237.332,0,0,0,0.021,0,0,0]
[1991,2494.278,2436.1,0,58.178,0,0,0,0,0]
[1992,2993.695,2935.229,0,58.466,0,0,0,0,0]
[1993,4459.157,4112.431,0,289.9,0,0,56.826,0,0]
[1994,5996.391,5432.693,0,292.212,0,0,0,0,271.486]
[1995,6755.587,4891.541,0,1040.07,0,0,114.426,0,709.55]
[1996,9257.945,5974.735,0,2573.211,0,0.001,55.807,0,654.191]
[1997,11471.11,6730.312,0,3927.616,0,0,0,0,813.182]
[1998,10189.192,6735.799,0,2851.181,0,0,0,0,602.212]
[1999,12284.343,7943.413,479.653,3046.266,0,0,0,0,815.011]
[2000,15239.164,6632.987,3250.729,2529.291,1618.643,0,54.304,0,1153.21]
[2001,15317.686,4054.953,4655.448,2175.386,3784.336,0,57.053,0,590.51]
[2002,17992.656,5256.127,5123.236,2400.188,3969.669,0,175.733,0,1067.703]
[2003,19308.333,5200.021,5694.128,2797.518,4714.318,0,123.284,0,779.064]
[2004,21781.216,5290.384,5817.745,4638.16,4411.051,0,285.192,0,1338.684]
[2005,22317.498,5501.726,6210.677,4687.705,4243.884,0,748.294,0,925.211]
[2006,25255.7,5059.983,6457.814,5545.939,5220.517,0,701.19,0,2270.258]
[2007,25568.895,3754.865,8031.305,6161.17,4792.487,0,421.697,0,2407.372]
[2008,27258.657,3052.765,8743.729,6247.283,4544.288,0,397.503,0,4273.089]
[2009,25821.726,3084.13,6973.202,5874.105,4550.996,0,1313.564,1016.914,3008.816]
[2010,32603.452,5450.978,7448.536,4744.689,4556.773,232.379,1030.435,2932.807,6206.856]
[2011,36684.659,7894.357,8153.071,4144.195,4195.296,112.888,787.237,2850.111,8547.503]
[2012,36183.804,7445.009,10278.183,4082.068,4127.304,57.064,831.903,2163.47,7198.804]
[2013,39875.738,5627.368,13353.575,4313.855,4331.39,0,620.209,1840.686,9788.655]
[2014,37107.313,5176.271,12853.314,3673.37,3726.114,0,835.852,1913.075,8929.316]
[2015,33365.688,3775.866,12442.161,3698.374,3990.308,0,1951.542,2678.966,4828.47]
[2016,33453.379,4361.569,11879.524,3813.331,4081.485,28.111,4694.676,1851.052,2743.631]
[2017,37537.092,3541.927,11554.431,3748.633,4230.775,1958.882,6996.968,1922.747,3582.729]
[2018,44015.317,3447.237,14245.043,3702.131,4281.614,4657.904,7870.757,1930.278,3880.354]
[2019,40748.31,2335.885,11311.064,4801.917,3945.586,5225.744,7775.214,2247.086,3105.815]
[2020,39982.225,2699.095,9086.569,4917.916,3899.502,5761.816,7971.635,2019.084,3626.607]
[2021,45931.842,2386.675,11464.188,3906.194,4414.899,8477.749,9464.547,2867.104,2950.487]
[2022,46394.103,3225.729,9727.434,5516.147,4757.042,5759.065,11651.11,1961.818,3795.758]
[2023,44117.049,2909.39,8604.833,6114.966,4966.434,5112.609,10421.824,1653.964,4333.029]
["1. 브루나이, 러시아, 나이지리아, 페루, 파푸아 뉴기니, 트리니다드 토바고, 적도 기니, 아랍에미레이트 등임."]
["1. Brunei, Russia, Nigeria, Peru, Papua New Guinea, Trinidad and Tobago, Equatorial Guinea, U.A.E etc."]
["자료: 한국무역협회"]
["Source: Korea International Trade Association"]

{"sheet":"Ⅲ-3","index":32,"n_rows":49,"n_cols":6,"rows_kept":49,"cut":false,"hidden":false,"merged":[[2,1,2,4],[3,1,3,4],[6,3,6,4]],"flags":["formulas_cached_only"]}
["3. 액화천연가스 생산설비  LNG Import Terminals"]
["    "]
[null,"생산설비",null,null,null,"배관길이"]
[null,"Production Facilities",null,null,null,"Pipeline Length"]
[null,"접안설비","저장탱크","기화설비","송출설비"]
[null,"Loading Facility","Storage Tank","Gasification Facility","Sending Facility"]
[null,"선좌\nBerths","10만㎘\n(105㎘)","톤/시간\n(ton/h)",null,"킬로미터\n(km)"]
[1986,1,3,396,480,98]
[1987,1,4,396,480,212.6]
[1988,1,4,396,480,223.9]
[1989,1,4,396,480,223.9]
[1990,1,4,396,480,223.9]
[1991,1,4,576,700,242]
[1992,1,4,1116,1140,339.5]
[1993,1,5,1386,1470,580]
[1994,1,6,1656,1800,598.7]
[1995,1,7,1656,1800,1055.4]
[1996,2,10,2916,3120,1309]
[1997,3,13,3276,3340,1327.6]
[1998,3,16,3636,3780,1481.9]
[1999,3,19,4356,4660,1955.3]
[2000,4,20,4626,4880,2065.7]
[2001,4,22.8,5076,4990,2136.3]
[2002,5,29.6,6066,6090,2442.9]
[2003,5,34.4,6516,6310,2435.2]
[2004,5,41.8,6976,7190,2451]
[2005,5,44.6,7336,7630,2511.4]
[2006,5,48.8,8056,8070,2519.6]
[2007,5,51.6,8596,9060,2720.9]
[2008,5,59.2,9136,9500,2739]
[2009,5,61.2,9436,9610,2777]
[2010,5,71.2,9916,11040,2879.4]
[2011,5,83.2,10276,11040,3022.6]
[2012,6,88.6,10636,11040,3558]
[2013,6,88.6,11356,11810,3529.6]
[2014,7,94.6,14056,14450,4239.5]
[2015,7,102.6,14056,14450,4439.4]
[2016,7,106.6,14056,14560,4672.1]
[2017,7,114.7,14056,14560,4790.217]
[2018,7,114.7,15376,15770,4854.162]
[2019,8,115.6,15360,15720,4908]
[2020,8,121.6,15360,15720,4945]
[2021,8,121.6,15360,15720,5027]
[2022,8,121.6,15420,15720,5105]
[2023,8,121.6,15420,15830,5178]
["주: 한국가스공사 설비만 반영"]
["Note: Includes only Korea Gas Corporation's facilities"]
["자료 : 한국가스공사"]
["Source : Korea Gas Corporation"]

{"sheet":"Ⅲ-4","index":33,"n_rows":43,"n_cols":10,"rows_kept":43,"cut":false,"hidden":false,"merged":[[1,0,1,8],[2,7,2,8],[3,2,3,3],[4,2,4,3]],"flags":["formulas_cached_only"]}
["4. 용도별 도시가스 소비 City Gas Consumption by Use"]
["    "]
["단위 : TJ",{"$nulls":8},"unit : TJ"]
[null,"합계","가정용",null,"일반용(상업용)","업무용","산업용","열병합·열전용","수송용","연료전지용"]
[null,"Total","Residential",null,"Commercial","Office","Industrial","CHP & Heat-only","Transport","Fuel cell"]
[null,null,"취사","난방"]
[null,null,"Cooking","Space Heating"]
[1990,42349.61,6155.595,12868.176,2092.192,11413.199,9820.448,0,0,0]
[1991,64486.918,8261.151,25615.591,2759.256,14745.179,13105.741,0,0,0]
[1992,92912.497,10725.033,44248.153,3231.002,18919.496,15788.813,0,0,0]
[1993,129735.698,13275.5,67092.271,4035.494,22028.051,19258.319,4046.064,0,0]
[1994,173279.443,17356.106,93947.364,4595.24,27625.291,25137.507,4617.935,0,0]
[1995,234201.59,20970.058,132044.164,5645.741,33495.534,36124.786,5921.307,0,0]
[1996,298056.292,25872.75,167127.914,7146.313,41454.367,48480.904,7974.044,0,0]
[1997,347002.593,29933.265,191848.266,7853.325,44540.362,62622.928,10204.447,0,0]
[1998,360212.39,33658.212,189505.408,10474.368,40897.578,75897.743,9779.08,0,0]
[1999,448633.962,36182.98,231724.234,14795.602,49081.27,105949.659,10900.218,0,0]
[2000,535464.675,39683.595,268171.815,30162.214,47234.204,138512.011,11700.836,0,0]
[2001,565017.984,42510.902,272340.241,36049.603,51023.027,150749.742,11884.329,460.14,0]
[2002,619443.065,46371.03,293138.366,44662.705,52419.712,166809.311,12704.729,3337.211,0]
[2003,658169.893,49187.787,307970.676,53091.788,53825.892,174898.047,13100.202,6095.5,0]
[2004,688928.173,50732.005,310847.132,60870.994,58593.111,183465.958,14504.536,9914.436,0]
[2005,760292.131,53523.133,337685.103,69299.945,70261.679,194912.567,20406.037,14203.667,0]
[2006,774370.729,56275.487,330262.815,73742.555,68970.149,202935.802,22290.733,19893.188,0]
[2007,799668.526,59474.265,324965.911,77025.958,70222.07,217710.126,24650.647,25619.548,0]
[2008,837676.925,60067.873,324988.885,78007.589,70256.195,244874.119,27421.466,32060.798,0]
[2009,844988.404,62591.451,324095.556,77889.152,70304.702,243128.785,27363.597,39615.16,0]
[2010,955932.833,64557.592,353745.988,81166.286,75046.665,302495.616,33037.685,45883.001,0]
[2011,999340.719,67866.25,348973.153,81243.4,68593.941,346005.48,38193.263,48465.231,0]
[2012,1071392.758,69400.662,354207.805,83326.759,68123.72,394241.936,50059.776,52032.1,0]
[2013,1075011.932,66631.534,345705.639,83610.501,64439.856,414627.043,45631.755,54365.604,0]
[2014,992046.744,65763.862,316230.316,82259.668,56926.71,378896.628,37244.441,54725.119,0]
[2015,931230.811,66781.505,316952.538,82491.687,58473.479,319553.869,33151.27,53826.463,0]
[2016,952146.066,66187.593,337718.501,85292.596,63544.757,315543.175,30707.104,53152.34,0]
[2017,1006698.915,61454.196,367192.526,89632.322,64306.808,336661.606,34974.887,52476.57,0]
[2018,1087868.101,59174.81,397216.088,94198.655,65398.194,377973.526,42066.69,51840.138,0]
[2019,1040349.321,76462.019,362277.831,95100.522,60153.801,357556.556,29645.067,50892.905,8260.62]
[2020,1004216.994,67023.287,389350.086,84273.634,53414.878,327107.811,24364.39,45994.383,12688.526]
[2021,1063974.623,66396.711,398488.742,84662.957,56162.577,366761.134,26532.779,44363.127,20606.596]
[2022,1086970.257,65029.36,415167.359,92424.522,56532.78,360612.368,28845.93,42934.41,25423.526]
[2023,1011153.878,64029.983,371065.677,95599.035,52024.574,325762.143,22747.698,41359.281,38565.487]
["주: 2019년 이전에는 열병합에 연료전지용을 합산.",{"$nulls":8},"Note : Fuel cell had been included in CHP before 2019."]
["자료 : 한국도시가스협회",{"$nulls":7},"Source : Korea City Gas Association","Source : Korea City Gas Association"]

{"sheet":"Ⅲ-5","index":34,"n_rows":44,"n_cols":22,"rows_kept":44,"cut":false,"hidden":false,"merged":[[2,0,2,1],[3,0,6,0]],"flags":["formulas_cached_only"]}
["5. 부문별 도시가스 소비 City Gas Consumption by Sector"]
[]
["단위 : TJ",{"$nulls":20},"Unit: TJ"]
[null,"합계","발전","에너지산업자체소비1","산업2",{"$nulls":14},"수송","가정","상업·공공"]
[null,"Total ","Power generation","Transformation own use1","Industry2 ","농림업","제조업",{"$nulls":11},"건설업","Transport","Residential ","Commercial & Public "]
[{"$nulls":5},"Agriculture & Forestry","Manufacturing","식품 및 담배","섬유 및 가죽","목재 및 나무제품","제지 및 인쇄","화학 및 석유화학","비금속광물","철강","비철금속","기계류","수송장비","기타제조","Construction "]
[{"$nulls":7},"Food & tobacco","Textile & leather","Wood & wood products","Paper, pulp & print","Chemical & petrochemical","Non-metallic minerals","Iron & steel","Non-ferrous metals","Machinery","Transport Equipment","Other manufacturing"]
[1990,42349.99,0,0,9820.582,2.306,9818.276,447.347,523.673,0.659,100.702,542.054,1554.086,2684.048,0,3573.01,0,392.697,0,0,19023.891,13505.517]
[1991,64487.493,0,0,13105.916,3.077,13102.839,597,698.86,0.879,134.391,723.39,2073.983,3581.958,0,4768.309,0,524.068,0,0,33877.009,17504.568]
[1992,92780.409,0,0,15793.13,8.64,15784.49,645.232,827.136,0.264,190.829,1049.924,2493.184,4306.579,0,5423.201,0,848.142,0,0,55911.416,21075.863]
[1993,129736.879,4046.101,0,19258.494,17.523,19240.97,673.22,1137.66,4.614,296.632,1170.838,2990.388,5258.215,0,6671.331,0,1038.073,0,0,80368.502,26063.782]
[1994,173320.585,4617.977,0,25177.301,18.037,25158.132,794.728,1778.136,61.955,666.89,1436.274,3662.313,7138.821,0,8238.135,0,1380.88,0,0,111304.483,32220.824]
[1995,234204.117,5921.36,0,36125.511,17.929,36094.437,1291.627,2748.472,115.145,902.05,2271.877,4540.874,8759.356,0,11628.579,0,3836.457,0,0,153015.615,39141.631]
[1996,298058.996,7974.114,0,48481.335,7.838,48450.414,1604.447,3744.066,106.801,1005.284,3208.667,4760.548,11304.049,0,17751.12,0,4965.432,0,0,193002.416,48601.131]
[1997,346512.723,10204.364,0,62573.03,8.54,62509.333,1651.067,5480.562,120.755,1282.571,4619.854,6120.019,14399.981,0,21518.118,0,7316.406,0,0,221249.769,52485.56]
[1998,360215.667,9779.169,0,75898.434,8.726,75842.438,2831.312,9627.328,113.615,1603.04,6867.189,6556.639,15564.322,0,19339.411,0,13339.582,3.068,0,223165.651,51372.413]
[1999,448638.133,10900.361,0,105950.667,29.977,105855.74,6038.88,12344.995,79.367,2549.858,8978.877,8901.323,21049.182,0,25493.162,0,20420.096,3.07,0,267909.696,63877.409]
[2000,535459.963,11700.942,0,138503.688,531.581,137898.559,7387.142,17900.335,79.966,2764.029,13370.112,10534.646,27089.322,0,30206.537,0,28566.469,1.231,0,307858.211,77397.122]
[2001,554796.604,9222.53,0,151209.324,941.389,150191.705,7972.136,18382.547,78.735,2741.521,13932.247,11087.373,29942.901,0,30937,0,35117.246,0,308.125,315104.105,78952.52]
[2002,608473.87,9557.208,0,166810.873,785.854,166017.458,10511.522,18503.002,137.028,2803.99,16740.105,11486.235,30108.591,0,32900.888,0,42826.097,7.561,3332.67,339513.892,89259.227]
[2003,647346.754,10461.846,0,174898.408,972.866,173918.596,11504.303,18029.449,223.324,2678.085,18704.213,12877.921,33355.053,0,33482.717,0,43063.532,6.946,6098.369,357159.619,98728.512]
[2004,677255.304,11062.007,0,183469.782,1035.906,182427.281,11340.459,17599.199,1522.207,2750.269,18313.968,14103.345,37051.239,0,37150.768,0,42595.827,6.594,9916.197,361589.153,111218.165]
[2005,760299.048,20406.222,0,194914.341,1143.867,193765.111,10986.286,16667.993,360.775,3153.866,18857.522,14906.98,40698.084,0,39699.942,0,48433.662,5.363,14203.796,391211.795,139562.894]
[2006,774377.556,22290.936,0,202937.428,1164.537,201772.627,10578.212,16155.155,663.026,3838.709,16672.537,21460.241,43202.494,0,39645.138,0,49557.115,0.264,19893.369,386541.82,142714.003]
[2007,803483.782,24768.256,0,218748.832,69.481,218676.303,17258.127,13411.076,1641.296,5404.29,31810.221,19681.598,51040.88,6985.072,18619.451,28149.633,24674.659,3.048,25741.78,386274.358,147950.556]
[2008,849753.338,27816.788,0,248404.36,258.706,248142.606,20246.111,18742.066,1838.371,8094.84,48457.777,17446.195,52285.317,7790.241,28425.774,26080.474,18735.44,3.048,32523.004,390607.949,150401.237]
[2009,857170.224,27758.085,0,246633.864,184.81,246448.126,21544.455,18699.771,2632.929,9820.127,45092.893,18509.837,51887.457,9196.436,27891.444,20422.599,20750.177,0.928,40186.274,392261.702,150330.299]
[2010,969714.533,33514.196,0,306856.56,191.789,306652.756,25050.64,22602.786,2219.005,12736.456,69019.299,19090.815,61136.942,8606.404,32134.019,24989.128,29067.262,11.882,46544.476,424334.253,158465.048]
[2011,1013747.767,38743.878,0,350993.686,172.089,350796.243,27632.464,24620.064,2036.006,16862.754,92412.609,19844.721,58291.065,10745.416,38138.872,31132.244,29080.028,25.31,49163.933,422848.791,151997.479]
[2012,1074476.404,50203.856,0,395376.63,243.348,395098.322,29062.723,23740.765,1989.655,18112.036,90008.3,23953.98,55796.216,9980.372,36654.159,32374.057,73426.059,34.791,52181.857,424827.683,151886.378]
[2013,1090043.049,44503.762,0,421205.945,156.919,421025.621,29104.506,15664.393,2158.893,18246.458,135660.53,25677.384,57616.438,12069.132,33936.829,41696.304,49194.754,20.306,54519.376,419678.41,150135.556]
[2014,994310.133,37471.839,57182.062,321714.566,143.026,321516.514,29319.136,15743.671,3239.972,13508.224,67345.349,23695.285,53037.45,10739.801,45579.78,30250.537,29057.31,55.025,54695.885,382702.978,140542.803]
[2015,936829.058,33175.513,11658.955,315628.623,123.746,315445.234,29358.96,15246.259,2519.518,9833.946,58243.626,22855.623,48374.428,14614.307,42684.783,31481.36,40232.425,59.642,53646.123,382271.094,140448.75]
[2016,952146.066,30707.104,3366.647,312176.528,126.313,311997.354,29758.357,13539.754,1204.81,10777.442,42362.152,21914.827,49874.823,12705.057,42992.708,28060.576,58806.847,52.862,53152.34,403906.094,148837.353]
[2017,1004682.898,33220.117,3410.996,332989.363,139.077,332822.913,29675.783,12994.79,1226.954,10567.315,41795.335,22350.7,51836.869,11622.471,45466.463,23829.332,81456.901,27.372,52476.57,428646.722,153939.13]
[2018,1087868.101,42066.69,49624.683,328348.843,150.024,328193.086,33320.75,10348.841,2212.785,10896.329,83501.32,22976.382,51869.029,16630.891,50549.415,32054.754,13832.59,5.734,51840.138,456390.898,159596.849]
[2019,1032088.702,29645.067,35525.215,322031.342,187.423,321838.48,33800.998,11108.693,1123.321,12485.362,75091.386,24182.291,51602.096,15822.76,52330.286,29185.291,15105.997,5.438,50892.905,438739.85,155254.323]
[2020,991528.467,24364.389,19591.21,307516.601,43.195,307467.988,35454.116,9572.257,1015.355,12742.318,74381.344,22214.903,43120.742,19893.761,53911.384,26696.499,8465.307,5.418,45994.383,456373.373,137688.511]
[2021,1043368.028,26532.78,37891.675,328869.46,104.251,328765.209,38095.145,10069.475,1172.791,12967.013,82867.153,23148.272,45890.951,20745.192,58321.048,28226.344,7261.824,0,44363.127,464885.453,140825.533]
[2022,1061546.729,28845.93,34697.935,325914.433,144.359,325770.074,38406.304,9447.014,1327.232,12807.303,80481.237,22283.483,45054.485,20982.559,59524.33,28181.733,7274.396,0,42934.41,480196.719,148957.302]
[2023,972588.39,22747.698,24351.969,301410.174,155.993,301254.18,36718.456,7393.326,1213.25,11809.453,66280.824,20570.04,45532.633,20320.965,57661.589,27173.99,6579.655,0,41359.281,435095.66,147623.609]
["1. 코크스, 연탄 및 석유정제품 제조.",{"$nulls":11},"1. Production of coke oven coke, briquet and oil refinery products."]
["2. 광업 포함.",{"$nulls":11},"2. Inculdes mining and quarrying"]
["자료 : 한국도시가스협회",{"$nulls":11},"Source : Korea City Gas Association"]

{"sheet":"Ⅲ-6","index":35,"n_rows":65,"n_cols":20,"rows_kept":65,"cut":false,"hidden":false,"merged":[[4,1,4,8],[4,10,4,18],[33,1,33,8],[33,10,33,18]],"flags":["formulas_cached_only"]}
["6. 지역별 도시가스 수요가 수 Number of City Gas Customers by Region"]
[]
[null,"합계1","서울","부산","대구","인천","광주","대전","울산","세종","경기","강원","충북","충남","전북","전남","경북","경남","제주"]
[null,"Total1","Seoul","Busan","Daegu","Incheon","Gwangju","Daejeon","Ulsan","Sejong","Gyeonggi","Gangwon","Chungbuk","Chungnam","Jeonbuk","Jeonnam","Gyeongbuk","Gyeongnam","Jeju"]
[null,"가구수 (천 세대)",{"$nulls":8},"Number of Households (1,000 households) "]
[1996,12221.206,3455.975,1140.293,758.85,739.996,386.216,391.525,349.456,0,2568.872,336.674,260.817,402.869,365.656,315.564,386.055,362.388,0,1996]
[1997,12774.911,3499.658,1157.537,769.904,769.103,399.011,407.987,360.634,0,2737.567,349.974,272.1,420.431,376.093,326.8,553.272,374.84,0,1997]
[1998,13001.222,3473.045,1173.328,779.433,789.102,411.965,417.523,366.545,0,2787.991,362.488,283.667,433.225,390.477,360.544,563.547,408.342,0,1998]
[1999,13291.085,3502.464,1187.703,789.891,804.188,420.898,427.152,373.317,0,2886.473,371.782,290.547,443.679,401.4,365.045,569.843,456.703,0,1999]
[2000,13918.913,3550.186,1199.804,805.779,823.572,430.376,439.312,384.562,0,2992.522,381.253,309.44,632.803,410.483,369.671,575.594,613.556,0,2000]
[2001,14290.771,3608.287,1210.902,815.709,840.071,439.62,450.489,396.515,0,3130.162,388.181,316.926,644.513,417.38,373.916,632.55,625.55,0,2001]
[2002,14690.695,3661.692,1219.902,827.177,866.29,449.469,463.27,407.277,0,3332.202,395.565,325.111,656.741,422.936,378.539,638.792,645.732,0,2002]
[2003,15365.083,3725.906,1236.262,845.242,885.682,460.647,479.916,348.058,0,3539.862,406.191,438.232,691.966,432.207,411.63,725.715,737.567,0,2003]
[2004,15895.737,3790.374,1251.069,853.142,902.404,469.847,492.068,356.143,0,3694.291,415.351,449.816,736.328,528.901,416.354,736.795,802.854,0,2004]
[2005,16717.096,3883.054,1270.612,865.766,926.885,481.935,505.65,365.197,0,3854.802,424.594,462.33,756.073,536.612,483.288,798.123,897.54,204.635,2005]
[2006,17189.52,3991.051,1288.671,875.173,957.861,495.065,518.039,373.114,0,4020.283,433.824,476.419,774.49,545.168,489.333,821.898,920.707,208.424,2006]
[2007,17640.659,4057.713,1300.692,883.92,987.805,503.844,525.88,380.865,0,4189.798,442.313,488.54,796.086,552.058,497.013,837.576,984.706,211.85,2007]
[2008,18103.112,4108.833,1311.724,894.969,1006.556,513.021,531.682,389.735,0,4282.628,479.865,587.411,812.871,561.437,504.593,893.216,1009.89,214.681,2008]
[2009,18481.247,4127.839,1323.771,906.47,1018.18,524.093,538.1,394.364,0,4365.439,489.191,599.204,827.846,657.431,512.923,943.644,1035.041,217.711,2009]
[2010,19173.013,4220.779,1371.346,934.598,1050.441,540.875,555.768,405.501,0,4533.057,504.981,617.44,854.432,701.024,506.747,1082.606,1068.705,224.713,2010]
[2011,19331.316,4192.752,1381.257,940.77,1067.727,549.105,566.324,412.561,0,4579.405,512.556,625.405,868.291,703.806,534.312,1092.983,1109.927,194.135,2011]
[2012,19685.618,4215.952,1389.526,948.652,1086.708,555.538,575.6,422.177,0,4614.341,518.237,635.991,889.023,736.068,642.768,1106.704,1151.809,196.524,2012]
[2013,19893.966,4182.35,1404.663,960.265,1107.883,563.599,584.877,431.595,53.012,4674.725,522.17,644.062,857.699,743.574,684.4,1121.998,1189.546,167.548,2013]
[2014,20302.381,4199.046,1421.648,970.618,1125.197,573.043,592.508,442.25,62.807,4781.299,594.497,656.152,870.982,751.271,709.685,1135.824,1241.927,173.627,2014]
[2015,20571.826,4189.948,1437.818,982.36,1142.752,580.427,597.008,451.688,81.806,4868.605,601.985,669.503,885.968,759.506,739.282,1141.784,1264.284,177.102,2015]
[2016,20943.233,4189.839,1451.27,994.22,1159.777,586.464,606.137,455.352,94.343,4997.602,630.488,680.96,902.294,766.307,767.603,1153.06,1320.823,186.694,2016]
[2017,21348.903,4218.573,1467.555,1006.753,1177.029,592.818,614.639,458.547,109.49,5112.281,638.754,689.374,923.437,773.845,783.355,1163.32,1340.93,278.203,2017]
[2018,21696.42,4262.366,1480.468,1021.266,1201.455,603.107,624.965,461.756,123.762,5296.906,646.485,707.22,941.921,794.908,792.554,1178.843,1360.084,198.354,2018]
[2019,22147.455,4326.029,1497.908,1031.251,1226.933,616.485,635.343,468.659,135.408,5461.923,672.097,722.123,959.255,804.883,804.725,1196.936,1384.997,202.5,2019]
[2020,22748.808,4416.302,1530.431,1056.627,1255.961,633.582,652.738,476.893,144.275,5660.814,690.045,745.644,983.153,825.106,823.999,1226.159,1418.106,208.973,2020]
[2021,23186.99,4426.007,1544.663,1063.893,1286.068,645.712,664.417,482.65,153.649,5834.57,752.727,761.101,1001.656,835.253,834.314,1248.06,1439.372,212.878,2021]
[2022,23404.2,4446.296,1555.867,1070.873,1310.209,652.355,673.429,486.143,159.386,5906.258,696.537,771.848,1020.336,844.326,839.375,1261.249,1494.156,215.557,2022]
[2023,23627.527,4470.276,1564.588,1080.56,1339.063,655.433,680.261,490.69,160.835,5959.488,700.75,779.967,1035.449,849.761,843.102,1267.49,1502.968,246.846,2023]
[null,"수요가 수 (천 개)",{"$nulls":8},"Number of Customers (1,000 customers)"]
[1996,4903.368,2102.886,284.093,235.297,350.167,138.484,145.778,93.492,0,1017.958,50.921,66.868,22.001,109.482,99.226,72.09,114.625,0,1996]
[1997,5631.468,2351.903,314.268,270.58,429.803,164.95,161.555,103.25,0,1216.144,62.295,81.521,34.562,124.597,107.959,83.729,124.352,0,1997]
[1998,6350.104,2554.426,357.751,296.534,493.667,184.186,177.942,122.979,0,1441.918,72.739,92.764,42.737,141.61,114.445,107.263,149.143,0,1998]
[1999,7054.634,2753.154,400.978,324.48,522.358,214.262,214.011,140.694,0,1666.499,86.054,104.395,54.317,159.168,118.671,129.826,165.767,0,1999]
[2000,7733.607,2926.591,437.211,354.768,588.051,229.148,241.654,164.724,0,1884.138,91.489,118.342,70.012,171.277,124.068,145.845,186.289,0,2000]
[2001,8455.568,3077.569,474.147,389.175,641.407,246.996,270.362,187.041,0,2130.327,100.377,140.386,90.674,186.962,131.704,174.708,213.733,0,2001]
[2002,9202.275,3193.693,510.024,441.951,706.662,273.364,296.317,210.909,0,2381.021,116.141,157.716,109.247,209.38,144.35,197.629,253.871,0,2002]
[2003,9840.498,3312.945,564.883,500.397,737.607,293.16,318.576,233.073,0,2568.708,125.906,173.415,131.948,225.989,153.479,221.982,278.43,0,2003]
[2004,10408.296,3386.713,621.069,491.578,770.58,297.725,333.585,217.863,0,2728.843,137.644,184.786,161.163,245.744,170.863,303.773,356.367,0,2004]
[2005,10966.459,3443.879,674.337,518.973,796.438,320.109,348.131,243.509,0,2894.471,148.809,195.946,188.572,266.161,180.085,340.931,404.618,1.49,2005]
[2006,11511.445,3487.887,729.028,554.759,817.222,343.727,395.747,257.787,0,3023.884,161.192,218.936,224.894,288.072,192.543,377.635,433.236,4.896,2006]
[2007,12037.675,3525.66,796.528,582.37,847.56,370.025,419.601,267.774,0,3142.44,173.318,245.871,255.131,310.13,201.281,416.949,477.82,5.217,2007]
[2008,12635.177,3565.235,860.283,627.393,873.269,413.537,443.176,294.891,0,3273.114,187.882,267.957,290.951,334.984,216.566,453.676,526.592,5.671,2008]
[2009,13145.581,3611.84,908.76,662.669,896.246,444.585,462.052,311.576,0,3385.202,208.012,286.108,323.989,354.371,234.992,481.53,567.134,6.515,2009]
[2010,13881.781,3783.444,952.242,700.48,933.77,473.603,485.153,327.901,0,3586.951,223.039,315.625,355.886,379.199,246.732,506.84,601.216,9.7,2010]
[2011,14486.948,3868.157,1002.185,732.222,977.038,500.511,513.784,345.653,0,3717.204,233.185,333.66,393.013,408.895,268.167,534.181,648.199,10.894,2011]
[2012,15054.255,3921.173,1059.273,775.472,972.815,523.533,530.299,364.25,0,3875.132,245.604,357.317,434.186,436.416,283.061,570.034,693.451,12.239,2012]
[2013,15627.644,3991.519,1121.579,812.574,992.427,544.158,542.674,379.028,27.846,4004.734,259.433,380.484,447.443,461.458,308.875,603.139,734.674,15.599,2013]
[2014,16129.913,4013.249,1178.096,849.13,1017.262,571.281,553.353,394.558,45.319,4088.97,274.581,405.189,476.918,483.315,333.514,636.969,790.65,17.559,2014]
[2015,16617.294,4048.716,1228.27,891.117,1042.413,555.852,561.817,409.472,64.678,4199.592,283.55,425.023,511.511,502.263,357.704,674.713,839.996,20.607,2015]
[2016,17177.455,4105.817,1271.083,934.567,1067.457,572.66,571.987,418.012,74.845,4350.098,301.687,428.544,552.17,521.148,382.321,710.828,890.776,23.455,2016]
[2017,17746.992,4159.785,1319.756,962.963,1092.226,588.515,581.453,427.149,89.146,4493.608,317.771,452.221,595.864,534.315,401.701,741.526,963.437,25.556,2017]
[2018,18305.552,4186.336,1367.105,984.148,1115.967,602.499,592.603,433.523,100.234,4669.015,339.61,472.203,634.091,556.71,423.403,776.786,1023.557,27.762,2018]
[2019,18814.512,4249.965,1419.384,1000.869,1134.868,618.012,604.211,445.116,108.412,4790.907,362.805,487.553,659.942,571.66,447.035,800.208,1084.56,29.005,2019]
[2020,19257.295,4309.684,1460.855,1027.675,1144.146,631.681,622.233,457.465,110.909,4870.428,382.882,508.626,687.896,592.186,470.641,828.78,1119.657,31.551,2020]
[2021,19640.701,4357.591,1495.405,1036.211,1164.556,645.814,634.123,464.252,111.971,4955.986,403.73,525.865,710.664,611.303,490.681,856.443,1140.277,35.829,2021]
[2022,19992.466,4408.416,1509.272,1044.262,1183.778,659.202,643.126,471.006,113.631,5048.969,418.793,536.953,742.326,627.409,508.542,870.257,1161.412,45.112,2022]
[2023,20241.767,4444.047,1522.927,1054.194,1207.616,665.794,642.523,476.965,112.384,5088.01,431.073,548.787,768.666,632.428,526.206,889.346,1181.987,48.814,2023]
["보급율(%)",85.67,99.413,97.337,97.56,90.184,101.581,94.452,97.203,69.875,85.377,61.516,70.36,74.235,74.424,62.413,70.166,78.644,19.775,"Diffusion(%)"]
["주: 가정용 도시가스 수요가수임. ",{"$nulls":9},"Note: Number of households using city gas"]
["자료 : 한국도시가스협회",{"$nulls":9},"Source : Korea City Gas Association"]

{"sheet":"Ⅲ-7-1","index":36,"n_rows":68,"n_cols":23,"rows_kept":68,"cut":false,"hidden":false,"merged":[[4,0,7,0],[4,1,4,3],[4,4,4,12],[4,13,4,21],[4,22,7,22],[5,8,5,9],[5,17,5,18],[6,8,6,9],[6,17,6,18],[8,8,8,9],[8,17,8,18],[9,8,9,9],[9,17,9,18],[10,8,10,9],[10,17,10,18],[11,8,11,9],[11,17,11,18],[12,8,12,9],[12,17,12,18],[13,8,13,9],[13,17,13,18],[14,8,14,9],[14,17,14,18],[15,8,15,9],[15,17,15,18],[16,8,16,9],[16,17,16,18],[20,8,20,9],[20,17,20,18],[17,8,17,9],[17,17,17,18],[18,8,18,9],[18,17,18,18],[19,8,19,9],[19,17,19,18]],"flags":["formulas_cached_only"]}
["7. 도시가스 가격  City Gas Prices"]
["7-1. 도시가스 가격(2012년 이전)  City Gas Prices(Before 2012)"]
[]
["단위: 원/㎥",{"$nulls":21},"Unit : KRW/㎥"]
[null,"KOGAS 공급 가격\nKOGAS Price",null,null,"도시가스사 공급 비용\nCity Gas Suppliers' Margin",{"$nulls":8},"소비자가격1\nRetail Prices1"]
[null,"원료비","공급비용","공급가격","평 균","취사","주택난방","업무난방","일반용",null,"냉방용\n(5~9월)","산업용","수송용","평 균","취사","주택난방","업무난방","일반용",null,"냉방용\n(5~9월)","산업용","수송용"]
[null,"Material\nCost","Other\nCost","Sales\nPrice","Average","Cooking","Residential\nSpace\nHeating","Office\nSpace\nHeating","Commercial",null,"Space Cooling","Industrial","Transport","Average","Cooking","Residential\nSpace\nHeating","Office\nSpace\nHeating","Commercial",null,"Space Cooling","Industrial","Transport"]
[{"$nulls":8},"일반용(1)\nCommercial(1)","일반용(2)\nCommercial(2)",{"$nulls":7},"일반용(1)\nCommercial(1)","일반용(2)\nCommercial(2)"]
["1988. 6. 1",122.56,18.17,140.73,142,169.27,125.22,125.22,169.27,null,125.22,"- ","- ",282.73,310,265.95,265.95,310,null,265.95,265.95,"- ","1988. 6. 1"]
["12. 1",110.83,18.17,129,142,169.27,125.22,125.22,169.27,null,125.22,"- ","- ",271,298.27,254.22,254.22,298.27,null,298.27,254.22,"- ","12. 1"]
["1989. 1. 1",105.71,17.34,123.05,142,169.27,169.27,125.22,125.22,null,125.22,"- ","- ",265.05,292.32,292.32,248.27,248.27,null,248.27,248.27,"- ","1989. 1. 1"]
["6. 1",101.91,39.03,140.94,93.46,143.91,143.91,79.75,79.75,null,79.75,71.01,"- ",234.4,284.85,284.85,220.69,220.69,null,220.69,211.95,"- ","6. 1"]
["1990. 5. 1",106.49,39.03,145.52,74.68,139.33,65.14,139.33,139.33,null,139.33,58.7,"- ",220.2,284.85,210.66,284.85,284.85,null,284.85,204.22,"- ","1990. 5. 1"]
["1991. 7. 1",119.12,39.03,158.15,59.38,126.7,52.51,126.7,126.7,null,126.7,35.84,"- ",217.53,284.85,210.66,284.85,284.85,null,179.64,193.99,"- ","1991. 7. 1"]
["1992. 7. 1",122.46,50.87,173.33,59.38,113.47,52.08,105.46,105.46,null,105.46,20.66,"- ",232.71,295.47,225.41,304.79,304.79,null,179.64,193.99,"- ","1992. 7. 1"]
["1994.11. 1",125.72,50.87,176.59,59.38,110.24,51.98,62.85,106.47,null,40.62,23.37,"- ",235.97,299.61,228.57,"···",309.06,null,182.54,196.7,"- ","1994. 11. 1"]
["1995. 8. 1",125.35,61,186.35,59.38,110.24,51.98,62.85,106.47,null,40.62,23.37,"- ",245.73,301.9,243.64,"···",309.06,null,165.97,196.7,"- ","1995. 8. 1"]
["1997. 3.25",155.43,59.43,214.83,58.38,109.24,50.98,61.85,105.47,null,40.62,22.37,"- ",273.21,333.68,275.42,"···",322.3,null,165.97,209.94,"- ","1997. 3.25"]
[12.2,216.92,59.4,276.32,58.38,109.24,50.98,61.85,105.47,null,40.62,22.37,"- ",334.7,402.76,344.5,"···",391.38,null,165.97,256.06,"- ",12.2]
["1998. 1.24",254.56,59.4,313.96,58.38,109.24,50.98,61.85,105.47,null,40.62,22.37,"- ",372.34,441.13,382.87,"···",492.75,null,165.97,294.43,"- ","1998. 1.24"]
["8. 1",222.32,91.64,313.96,58.38,109.24,50.98,61.85,105.47,null,40.62,22.37,"- ",372.34,439.32,381.06,391.93,387.75,null,202.21,287.29,"- ","8. 1"]
["10. 1",203.18,91.64,294.82,58.38,109.24,50.98,61.85,105.47,61.85,40.62,22.37,"- ",353.2,420.18,361.92,372.79,368.61,324.99,202.21,268.15,"- ","10. 1"]
["1999. 1. 1",195.97,91.64,287.61,58.38,109.24,50.98,61.85,105.47,61.85,61.85,40.62,"- ",345.99,412.97,354.71,365.58,361.4,317.78,202.21,260.94,"- ","1999. 1. 1"]
["4. 1",175.68,91.64,267.32,58.38,109.24,50.98,61.85,105.47,61.85,40.62,22.37,"- ",325.7,392.68,334.42,345.29,341.11,297.49,202.21,240.65,"- ","4. 1"]
["10. 1",201.1,88.52,289.62,58.38,109.24,50.98,61.85,105.47,61.85,40.62,22.37,"- ",348,418.1,359.84,370.71,366.53,322.91,202.21,250.59,"- ","10. 1"]
["2000. 1. 1",221.6,88.52,310.12,58.38,109.24,50.98,61.85,105.47,"···",40.62,22.37,"- ",368.5,438.6,380.34,391.21,387.03,343.41,202.21,271.09,"- ","2000. 1. 1"]
["5. 1",251.38,88.52,339.9,53.49,105.21,46.95,57.82,101.44,57.82,36.59,18.34,"- ",393.39,464.35,406.09,416.96,412.78,369.16,198.18,296.84,"- ","5. 1"]
["9. 1",251.38,88.71,340.09,53.49,105.21,46.95,57.82,101.44,57.82,36.59,18.34,"- ",393.58,470.34,412.08,422.95,406.45,362.83,198.18,296.84,"- ","9. 1"]
["10. 1",276.16,88.71,364.87,53.49,105.21,46.95,57.82,101.44,57.82,36.59,18.34,"- ",418.36,495.12,436.86,447.73,431.23,387.61,198.18,321.62,"- ","10. 1"]
["2001. 1. 1",314.94,84.88,399.82,53.49,105.21,46.95,57.82,101.44,57.82,36.59,18.34,107.35,453.31,530.01,471.75,482.62,466.12,422.5,198.18,356.51,442.52,"2001. 1. 1"]
["4. 1",335.08,84.88,419.96,45.03,42.38,43.72,54.9,98.52,54.9,33.67,15.42,106.33,464.99,487.32,488.66,499.84,483.34,439.72,195.26,373.73,461.64,"4. 1"]
["2002. 1. 1",276.41,78.08,354.49,43.09,35.89,41.34,52.9,96.52,52.9,31.67,15.42,106.33,397.58,419.51,424.96,436.52,418.62,375,232.72,320.03,407.94,"2002. 1. 1"]
["11. 1",294.41,78.08,372.49,43.09,35.89,43.34,52.9,96.52,52.9,31.67,15.42,106.33,415.58,437.51,442.96,454.52,436.62,393,232.72,338.03,425.94,"11. 1"]
["2003. 1. 1",305.08,71.84,376.92,43.09,35.89,43.34,52.9,96.52,52.9,31.67,15.42,106.33,420.01,441.79,447.24,458.8,441.46,397.84,232.72,349.01,436.92,"2003. 1. 1"]
["3. 1",325.88,74.35,400.23,43.09,35.89,41.34,52.9,96.52,52.9,31.67,15.42,106.33,443.32,465.95,471.4,482.96,463.51,419.89,232.72,370.81,485.72,"3. 1"]
["7. 1",317.83,74.35,392.18,43.09,35.89,41.34,52.9,96.52,52.9,31.67,15.42,106.33,135.27,457.9,463.35,474.91,455.46,411.84,232.72,362.76,450.67,"7. 1"]
["9. 1",299.71,74.35,374.06,43.09,35.89,41.34,52.9,96.52,52.9,31.67,15.42,106.33,417.15,439.78,445.23,456.79,437.34,393.72,232.72,344.64,432.55,"9. 1"]
["2004. 1. 1",321.56,72.52,394.08,43.09,35.89,41.34,52.9,96.52,52.9,31.67,15.42,106.33,437.17,460,465.45,477.01,458.34,414.41,259.54,365.99,453.9,"2004. 1. 1"]
["9. 1",348.96,72.52,421.48,43.09,35.89,41.34,52.9,96.52,52.9,31.67,15.42,106.33,464.57,487.4,492.85,504.41,485.43,441.81,259.54,393.39,481.3,"9. 1"]
["11. 1",377.86,72.52,450.38,43.09,35.89,41.34,52.9,96.52,52.9,31.67,15.42,106.33,493.47,516.3,521.75,533.31,514.33,470.71,259.54,422.29,510.2,"11. 1"]
["2005. 1. 1",368.84,66.98,435.82,43.09,35.89,41.34,52.9,96.52,52.9,31.67,15.42,108.02,478.91,500.29,505.74,517.3,503.3,459.68,274.26,410.84,500.44,"2005. 1. 1"]
["3. 1",329.26,66.03,395.29,43.09,35.89,41.34,52.9,96.52,52.9,31.67,15.42,108.02,438.38,459.76,465.21,476.77,462.77,419.15,274.26,370.31,459.91,"3. 1"]
["5. 1",348.02,66.03,414.05,43.09,35.89,41.34,52.9,96.52,52.9,31.67,15.42,108.02,457.14,478.52,483.97,495.53,481.53,437.91,274.26,389.07,478.67,"5. 1"]
["6. 1",348.02,59.35,407.37,43.09,35.89,41.34,52.9,96.52,52.9,31.67,15.42,108.02,450.46,471.84,477.29,488.85,474.85,431.23,274.26,382.39,471.99,"6. 1"]
["7. 1",361.1,59.35,420.45,43.09,35.89,41.34,52.9,96.52,52.9,31.67,15.42,108.02,463.54,484.92,490.37,501.93,487.93,444.31,274.26,395.47,487.07,"7. 1"]
["11. 1",385,59.35,444.35,43.09,35.89,41.34,52.9,96.52,52.9,31.67,15.42,108.02,487.44,508.82,514.27,525.83,511.83,468.21,274.26,419.37,508.97,"11. 1"]
["2006. 1. 1",414.46,60.85,475.31,44.58,35.89,41.34,52.9,96.52,52.9,31.67,15.42,108.02,519.89,537.92,543.37,554.93,545.99,502.37,329.04,454.72,544.32,"2006. 1. 1"]
["7. 1",454.33,60.85,515.18,47.82,39.13,44.58,56.14,99.76,56.14,34.91,18.66,108.02,563,581.03,586.48,598.04,589.1,545.48,332.28,497.83,584.19,"7. 1"]
["9. 1",502.73,60.85,563.58,47.82,39.13,44.58,56.14,99.76,56.14,34.91,18.66,108.02,611.4,629.43,634.88,646.44,637.5,593.88,332.28,546.23,632.59,"9. 1"]
["11. 1",461.68,60.85,522.53,47.82,39.13,44.58,56.14,99.76,56.14,34.91,18.66,108.02,570.35,588.38,593.83,605.39,596.45,552.83,332.28,505.18,591.54,"11. 1"]
["2007. 1. 1",442.35,59.45,501.8,47.82,39.13,44.58,56.14,99.76,56.14,34.91,18.66,108.02,549.62,571.13,576.58,588.14,580.64,537.02,363.79,481.6,567.96,"2007. 1. 1"]
["3. 1",428.29,59.45,487.74,47.82,39.13,44.58,56.14,99.76,56.14,34.91,18.66,108.02,535.56,557.07,562.52,574.08,566.58,522.96,363.79,467.54,553.9,"3. 1"]
["5. 1",451,59.45,510.45,47.82,39.13,44.58,56.14,99.76,56.14,34.91,18.66,108.02,558.27,579.78,585.23,596.79,589.29,545.67,363.79,490.25,576.61,"5. 1"]
["7. 1",467.47,59.45,526.92,47.82,39.13,44.58,56.14,99.76,56.14,34.91,18.66,108.02,574.74,596.25,601.7,613.26,605.76,562.14,363.79,506.72,593.08,"7. 1"]
["9. 1",507.94,59.45,567.39,47.82,39.13,44.85,56.14,99.76,56.14,34.91,18.66,113.02,615.21,636.72,642.17,653.73,646.23,602.61,363.79,547.19,638.55,"9. 1"]
["11. 1",524.1,59.45,583.55,47.82,39.13,44.85,56.14,99.76,56.14,34.91,18.66,113.02,631.37,652.88,658.33,669.89,662.39,618.77,363.79,563.35,654.71,"11. 1"]
["2008. 1. 1",504.08,63.1,567.18,47.82,39.13,44.85,56.14,99.76,56.14,34.91,18.66,113.02,615,640.68,646.13,657.69,645.68,602.06,400.19,545.29,636.65,"2008. 1. 1"]
[11.15,546.08,63.1,609.18,47.82,39.13,44.85,56.14,99.76,56.14,34.91,18.66,113.02,657,671.68,677.13,710.69,698.68,655.06,400.19,598.29,689.65,11.15]
["2009. 6. 27",597.96,59.43,657.39,50.33,41.64,47.09,58.65,102.27,58.65,37.42,21.17,115.53,707.72,708.88,714.33,778.28,763.49,719.87,433.81,659.95,751.31,"2009. 6. 27"]
["2010. 9. 1",624.61,67.81,692.42,48.63,40.2,45.65,57.21,100.83,57.21,35.98,19.73,115.53,741.05,749.94,755.39,816.92,795.71,752.09,484.45,684.14,773.5,"2010. 9. 1"]
["11. 1",588.5,67.81,656.31,48.63,40.2,45.65,57.21,100.83,57.21,35.98,19.73,112.09,704.94,713.83,719.28,780.81,759.6,715.98,484.45,647.05,737.39,"11. 1"]
["2011. 1. 1",623.38,67.81,691.19,48.63,40.2,45.65,57.21,100.83,57.21,35.98,19.73,112.09,739.82,748.71,754.16,815.69,794.48,750.86,484.45,681.93,772.27,"2011. 1. 1"]
["5. 1",673.65,53,726.65,48.63,40.2,45.65,57.21,100.83,57.21,35.98,19.73,112.09,775.28,785.77,791.22,833.08,829.13,785.51,521.23,829.75,820.51,"5. 1"]
["10. 10",715.06,53,768.06,47.72,39.86,45.31,56.87,100.49,56.87,35.64,19.73,111.75,815.78,826.84,832.29,874.15,870.2,826.58,535.45,771.16,861.58,"10. 10"]
["2012. 6. 30",757.37,50.99,808.36,47.72,39.86,45.31,56.87,100.49,56.87,35.64,19.73,111.75,856.08,868.67,874.12,908.73,908.87,865.25,567.18,814.07,904.54,"2012. 6. 30"]
["1. 소비자 가격은 서울시 기준",{"$nulls":12},"1. Retail price in Seoul."]
["주 : 2012년 7월 이후는 열량당 가격임.",{"$nulls":12},"Note: The price is based on MJ since July 2012."]
["자료 : 한국도시가스협회",{"$nulls":12},"Source: Korea City Gas Association"]

{"sheet":"Ⅲ-7-2","index":37,"n_rows":82,"n_cols":55,"rows_kept":82,"cut":false,"hidden":false,"merged":[[4,18,4,35],[4,0,8,0],[4,1,4,3],[6,6,7,6],[6,7,6,9],[6,10,6,12],[4,4,4,17],[5,4,5,17],[5,18,5,35],[6,46,6,48],[4,54,8,54],[5,1,5,3],[5,36,5,52],[6,1,7,1],[6,2,7,2],[6,3,7,3],[6,4,6,5],[4,36,4,52],[6,49,6,51],[6,19,6,20],[6,21,7,21],[6,22,6,24],[6,25,6,27],[6,13,6,15],[6,28,6,30],[6,37,6,38],[6,39,7,39],[6,40,6,42],[6,43,6,45],[6,31,6,33]],"flags":["formulas_cached_only"]}
["7. 도시가스 가격  City Gas Prices"]
["7-2. 도시가스 가격(2012년 이후)  City Gas Prices(After 2012)"]
[]
["단위: 원/MJ",{"$nulls":53},"Unit : KRW/MJ"]
[null,"KOGAS 평균 공급 가격",null,null,"KOGAS 공급 가격",{"$nulls":13},"도시가스사 공급비용",{"$nulls":17},"소비자 가격1"]
[null,"KOGAS average price",null,null,"KOGAS price",{"$nulls":13},"City Gas Suppliers' Margin",{"$nulls":17},"Retail Prices1"]
[null,"원료비\nMaterial\nCost","공급비용\nOther\nCost","공급가격\nSales Price\n","주택용\nResidential",null,"업무난방용\nOffice\nSpace\nHeating","일반용\nCommercial",null,null,"냉난방공조용\nCooling/Heating",null,null,"산업용\nIndustrial",null,null,"수송용\nTransport","연료전지\nTransport","평 균\nAverage","주택용\nResidential",null,"업무난방용\nOffice\nSpace\nHeating","일반용(1)\nCommercial(1)",null,null,"일반용(2)\nCommercial(2)",null,null,"냉난방공조용\nCooling/Heating",null,null,"산업용\nIndustrial",null,null,"수송용\nTransport","연료전지\nTransport","평 균\nAverage","주택용\nResidential",null,"업무난방용\nOffice\nSpace\nHeating","일반용(1)\nCommercial(1)",null,null,"일반용(2)\nCommercial(2)",null,null,"냉난방공조용\nCooling/Heating",null,null,"산업용\nIndustrial",null,null,"수송용\nTransport","연료전지\nFuel cell"]
[{"$nulls":4},"취사","난방",null,"동절기","하절기","기타월","동절기","하절기","기타월","동절기","하절기","기타월",null,null,null,"취사","난방",null,"동절기","하절기","기타월","동절기","하절기","기타월","동절기","하절기","기타월","동절기","하절기","기타월",null,null,null,"취사","난방",null,"동절기","하절기","기타월","동절기","하절기","기타월","동절기","하절기","기타월","동절기","하절기","기타월"]
[{"$nulls":4},"Cooking","Space Heating",null,"12~3","6~9","4,5,10,11","12~3","5~9","4,10,11","12~3","6~9","4,5,10,11",null,null,null,"Cooking","Space Heating",null,"12~3","6~9","4,5,10,11","12~3","6~9","4,5,10,11","12~3","5~9","4,10,11","12~3","6~9","4,5,10,11",null,null,null,"Cooking","Space Heating",null,"12~3","6~9","4,5,10,11","12~3","6~9","4,5,10,11","12~3","5~9","4,10,11","12~3","6~9","4,5,10,11"]
["2012. 7. 1",17.3937,1.1711,18.5648,19.0344,19.0344,19.5637,18.7647,18.5651,18.5651,19.5153,12.2073,18.6412,18.5981,18.0653,18.0653,18.2072,0,1.0959,0.9154,1.0406,1.3061,2.3078,2.3078,2.3078,1.3061,1.3061,1.3061,1.3061,0.8185,1.3061,0.4531,0.4531,0.4531,0.4533,0,19.6607,19.9498,20.075,20.8698,21.0725,20.8729,20.8729,20.0708,19.8712,19.8712,20.8214,13.0258,19.9473,19.0512,18.5184,18.5184,18.6605,0,"2012. 7. 1"]
["2013. 2.22",18.2503,1.1711,19.4214,19.891,19.891,20.4203,19.6213,19.4217,19.4217,20.3719,12.8498,19.4978,19.4547,18.9219,18.9219,19.0638,0,1.0959,0.9154,1.0406,1.3061,2.3078,2.3078,2.3078,1.3061,1.3061,1.3061,1.3061,0.8185,1.3061,0.4531,0.4531,0.4531,0.4533,0,20.5173,20.8064,20.9316,21.7264,21.9291,21.7295,21.7295,20.9274,20.7278,20.7278,21.678,13.6683,20.8039,19.9078,19.375,19.375,19.5171,0,"2013. 2.22"]
["8. 1",18.2503,1.2829,19.5332,20.1143,20.1143,20.4868,19.6655,19.4635,19.4911,20.3651,12.8498,19.8666,19.4154,18.9121,18.9636,19.0549,0,1.0959,0.9154,1.0406,1.3061,2.3078,2.3078,2.3078,1.3061,1.3061,1.3061,1.3061,0.8185,1.3061,0.4531,0.4531,0.4531,0.4533,0,20.6291,21.0297,21.1549,21.7929,21.9733,21.7713,21.7989,20.9716,20.7696,20.7972,21.6712,13.6683,21.1727,19.8685,19.3652,19.4167,19.5082,0,"8. 1"]
["2014. 1. 1",19.451,1.2829,20.7339,21.315,21.315,21.6875,20.8662,20.6642,20.6918,21.5658,13.7503,21.0673,20.6161,20.1128,20.1643,20.2556,0,1.0959,0.9154,1.0406,1.3061,2.3078,2.3078,2.3078,1.3061,1.3061,1.3061,1.3061,0.8185,1.3061,0.4531,0.4531,0.4531,0.4533,0,21.8298,22.2304,22.3556,22.9936,23.174,22.972,22.9996,22.1723,21.9703,21.9979,22.8719,14.5688,22.3734,21.0692,20.5659,20.6174,20.7089,0,"2014. 1. 1"]
["7. 1",19.2265,1.2901,20.5166,21.0905,21.0905,21.463,20.6417,20.4397,20.4673,21.3413,13.5035,20.8428,20.3916,19.8883,19.9398,20.0311,0,1.0959,0.9154,1.0406,1.3061,2.3078,2.3078,2.3078,1.3061,1.3061,1.3061,1.3061,0.8185,1.3061,0.4531,0.4531,0.4531,0.4533,0,21.6125,22.0059,22.1311,22.7691,22.9495,22.7475,22.7751,21.9478,21.7458,21.7734,22.6474,14.322,22.1489,20.8447,20.3414,20.3929,20.4844,0,"7. 1"]
["9. 1",19.2265,1.2901,20.5166,21.0905,21.0905,21.463,20.6417,20.4397,20.4673,21.3413,13.5035,20.8428,20.3916,19.8883,19.9398,20.0311,0,1.2311,1.1148,1.1148,1.3803,2.382,2.382,2.382,1.3803,1.3803,1.3803,1.3803,0.8927,1.3803,0.6797,0.6797,0.6797,0.6797,0,21.7477,22.2053,22.2053,22.8433,23.0237,22.8217,22.8493,22.022,21.82,21.8476,22.7216,14.3962,22.2231,21.0713,20.568,20.6195,20.7108,0,"9. 1"]
["11. 1",19.2265,1.2901,20.5166,21.0905,21.0905,21.463,20.6417,20.4397,20.4673,21.3413,13.5035,20.8428,20.3916,19.8883,19.9398,20.0311,0,1.2311,1.1148,1.1148,1.3803,2.382,2.382,2.382,1.3803,1.3803,1.3803,1.3803,0.8927,1.3803,0.6797,0.6797,0.6797,0.6797,0,21.7477,22.2053,22.2053,22.8433,23.0237,22.8217,22.8493,22.022,21.82,21.8476,22.7216,14.3962,22.2231,21.0713,20.568,20.6195,20.7108,0,"11. 1"]
["2015. 1. 1",17.9494,1.2901,19.2395,19.8134,19.8134,20.1859,19.3646,19.1626,19.1902,20.0642,12.5456,19.5657,19.1145,18.6112,18.6627,18.754,0,1.2311,1.1148,1.1148,1.3803,2.382,2.382,2.382,1.3803,1.3803,1.3803,1.3803,0.8927,1.3803,0.6797,0.6797,0.6797,0.6797,0,20.4706,20.9282,20.9282,21.5662,21.7466,21.5446,21.5722,20.7449,20.5429,20.5705,21.4445,13.4383,20.946,19.7942,19.2909,19.3424,19.4337,0,"2015. 1. 1"]
["3. 1",15.8918,1.2901,17.1819,17.9866,17.9866,17.8975,17.0762,16.8742,16.9018,17.7758,10.8014,17.2773,16.8261,16.3228,16.3743,16.4656,0,1.2311,1.1148,1.1148,1.3803,2.382,2.382,2.382,1.3803,1.3803,1.3803,1.3803,0.8927,1.3803,0.6797,0.6797,0.6797,0.6797,0,18.413,19.1014,19.1014,19.2778,19.4582,19.2562,19.2838,18.4565,18.2545,18.2821,19.1561,11.6941,18.6576,17.5058,17.0025,17.054,17.1453,0,"3. 1"]
["5. 1",13.7413,1.5441,15.2854,16.3771,16.3771,16.6148,15.0998,14.8448,14.854,16.1268,8.7752,15.0623,14.9638,14.206,14.2289,14.4412,0,1.2311,1.1148,1.1148,1.3803,2.382,2.382,2.382,1.3803,1.3803,1.3803,1.3803,0.8927,1.3803,0.6797,0.6797,0.6797,0.6797,0,16.5165,17.4919,17.4919,17.9951,17.4818,17.2268,17.236,16.4801,16.2251,16.2343,17.5071,9.6679,16.4426,15.6435,14.8857,14.9086,15.1209,0,"5. 1"]
["7. 1",13.7413,1.5441,15.2854,16.3771,16.3771,16.6148,15.0998,14.8448,14.854,16.1268,8.7752,15.0623,14.9638,14.206,14.2289,14.4412,0,1.2311,1.1148,1.1148,1.3803,2.382,2.382,2.382,1.3803,1.3803,1.3803,1.3803,0.8927,1.3803,0.6797,0.6797,0.6797,0.6797,0,16.5165,17.4919,17.4919,17.9951,17.4818,17.2268,17.236,16.4801,16.2251,16.2343,17.5071,9.6679,16.4426,15.6435,14.8857,14.9086,15.1209,0,"7. 1"]
["9. 1",14.4604,1.5441,16.0045,17.0962,17.0962,17.3339,15.8189,15.5639,15.5731,16.8459,9.3146,15.7814,15.6829,14.9251,14.948,15.1603,0,1.2311,1.1148,1.1148,1.3803,2.382,2.382,2.382,1.3803,1.3803,1.3803,1.3803,0.8927,1.3803,0.6797,0.6797,0.6797,0.6797,0,17.2356,18.211,18.211,18.7142,18.2009,17.9459,17.9551,17.1992,16.9442,16.9534,18.2262,10.2073,17.1617,16.3626,15.6048,15.6277,15.84,0,"9. 1"]
["11. 1",14.4604,1.5441,16.0045,17.0962,17.0962,17.3339,15.8189,15.5639,15.5731,16.8459,9.3146,15.7814,15.6829,14.9251,14.948,15.1603,0,1.2311,1.1148,1.1148,1.3803,2.382,2.382,2.382,1.3803,1.3803,1.3803,1.3803,0.8927,1.3803,0.6797,0.6797,0.6797,0.6797,0,17.2356,18.211,18.211,18.7142,18.2009,17.9459,17.9551,18.2262,10.2073,17.1617,18.2262,10.2073,17.1617,16.3626,15.6048,15.6277,15.84,0,"11. 1"]
["2016. 1. 1",12.9114,1.5441,14.4555,15.5472,15.5472,15.7849,14.2699,14.0149,14.0241,15.2969,8.1528,14.2324,14.1339,13.3761,13.399,13.6113,0,1.2611,1.1435,1.1435,1.409,2.4107,2.4107,2.4107,1.409,1.409,1.409,1.409,0.9214,1.409,0.7084,0.7084,0.7084,0.6797,0,15.7166,16.6907,16.6907,17.1939,16.6806,16.4256,16.4348,15.6789,15.4239,15.4331,16.7059,9.0742,15.6414,14.8423,14.0845,14.1074,14.291,0,"2016. 1. 1"]
["3. 1",11.4225,1.5441,12.9666,14.0583,14.0583,14.296,12.781,12.526,12.5352,13.808,7.0361,12.7435,12.645,11.8872,11.9101,12.1224,0,1.2611,1.1435,1.1435,1.409,2.4107,2.4107,2.4107,1.409,1.409,1.409,1.409,0.9214,1.409,0.7084,0.7084,0.7084,0.6797,0,14.2277,15.2018,15.2018,15.705,15.1917,14.9367,14.9459,14.19,13.935,13.9442,15.217,7.9575,14.1525,13.3534,12.5956,12.6185,12.8021,0,"3. 1"]
["5. 1",10.3449,1.8249,12.1698,13.4015,13.4015,13.6452,11.9193,11.6064,11.6064,13.2159,6.2279,11.6624,11.7512,10.8678,10.8678,11.1396,0,1.2611,1.1435,1.1435,1.409,2.4107,2.4107,2.4107,1.409,1.409,1.409,1.409,0.9214,1.409,0.7084,0.7084,0.7084,0.6797,0,13.4309,14.545,14.545,15.0542,14.33,14.0171,14.0171,13.3283,13.0154,13.0154,14.6249,7.1493,13.0714,12.4596,11.5762,11.5762,11.8193,0,"5. 1"]
["7. 1",10.3449,1.8249,12.1698,13.4015,13.4015,13.6452,11.9193,11.6064,11.6064,13.2159,6.2279,11.6624,11.7512,10.8678,10.8678,11.1396,0,1.2611,1.1435,1.1435,1.409,2.4107,2.4107,2.4107,1.409,1.409,1.409,1.409,0.9214,1.409,0.7084,0.7084,0.7084,0.6797,0,13.4309,14.545,14.545,15.0542,14.33,14.0171,14.0171,13.3283,13.0154,13.0154,14.6249,7.1493,13.0714,12.4596,11.5762,11.5762,11.8193,0,"7. 1"]
["11. 1",11.1613,1.8249,12.9862,14.2179,14.2179,14.4616,12.7357,12.4228,12.4228,14.0323,6.8402,12.4788,12.5676,11.6842,11.6842,11.956,0,1.2611,1.1435,1.1435,1.409,2.4107,2.4107,2.4107,1.409,1.409,1.409,1.409,0.9214,1.409,0.7084,0.7084,0.7084,0.6797,0,14.2473,15.3614,15.3614,15.8706,15.1464,14.8335,14.8335,14.1447,13.8318,13.8318,15.4413,7.7616,13.8878,13.276,12.3926,12.3926,12.6357,0,"11. 1"]
["2017. 1. 1",11.1613,1.8249,12.9862,14.2179,14.2179,14.4616,12.7357,12.4228,12.4228,14.0323,7.3118,12.4788,12.5676,11.6842,11.6842,11.956,0,1.2611,1.1435,1.1435,1.409,2.4107,2.4107,2.4107,1.409,1.409,1.409,1.409,0.9214,1.409,0.7084,0.7084,0.7084,0.6797,0,14.2473,15.3614,15.3614,15.8706,15.1464,14.8335,14.8335,14.1447,13.8318,13.8318,15.4413,8.2332,13.8878,13.276,12.3926,12.3926,12.6357,0,"2017. 1. 1"]
["3. 1",11.603,1.8249,13.4279,14.6596,14.6596,14.9033,13.1774,12.8645,12.8645,14.474,7.6431,12.9205,13.0093,12.1259,12.1259,12.3977,0,1.2611,1.1435,1.1435,1.409,2.4107,2.4107,2.4107,1.409,1.409,1.409,1.409,0.9214,1.409,0.7084,0.7084,0.7084,0.6797,0,14.689,15.8031,15.8031,16.3123,15.5881,15.2752,15.2752,14.5864,14.2735,14.2735,15.883,8.5645,14.3295,13.7177,12.8343,12.8343,13.0774,0,"3. 1"]
["5. 1",12.2691,1.6142,13.8833,14.9475,14.9475,15.0307,13.5963,13.3598,13.4127,14.3365,8.1427,13.955,13.5073,12.7662,12.9058,13.0365,0,1.2611,1.1435,1.1435,1.409,2.4107,2.4107,2.4107,1.409,1.409,1.409,1.409,0.9214,1.409,0.7084,0.7084,0.7084,0.6797,0,15.1444,16.091,16.091,16.4397,16.007,15.7705,15.8234,15.0053,14.7688,14.8217,15.7455,9.0641,15.364,14.2157,13.4746,13.6142,13.7162,0,"5. 1"]
["9. 1",12.2691,1.6142,13.8833,14.9475,14.9475,15.0307,13.5963,13.3598,13.4127,14.3365,8.1427,13.955,13.5073,12.7662,12.9058,13.0365,0,1.3503,1.2219,1.2219,1.4874,2.4891,2.4891,2.4891,1.4874,1.4874,1.4874,1.4874,0.9998,1.4874,0.7868,0.7868,0.7868,0.7581,0,15.2336,16.1694,16.1694,16.5181,16.0854,15.8489,15.9018,15.0837,14.8472,14.9001,15.8239,9.1425,15.4424,14.2941,13.553,13.6926,13.7946,0,"9. 1"]
["11. 1",10.8569,1.6142,12.4711,13.5353,13.5353,13.6185,12.1841,11.9476,12.0005,12.9243,8.1427,12.5428,12.0951,11.354,11.4936,11.6243,0,1.3503,1.2219,1.2219,1.4874,2.4891,2.4891,2.4891,1.4874,1.4874,1.4874,1.4874,0.9998,1.4874,0.7868,0.7868,0.7868,0.7581,0,13.8214,14.7572,14.7572,15.1059,14.6732,14.4367,14.4896,13.6715,13.435,13.4879,14.4117,9.1425,14.0302,12.8819,12.1408,12.2804,12.3824,0,"11. 1"]
["2018. 1. 1",10.8569,1.6142,12.4711,13.5353,13.5353,13.6185,12.1841,11.9476,12.0005,12.9243,8.1427,12.5428,12.0951,11.354,11.4936,11.6243,0,1.3503,1.2219,1.2219,1.4874,2.4891,2.4891,2.4891,1.4874,1.4874,1.4874,1.4874,0.9998,1.4874,0.7868,0.7868,0.7868,0.7581,0,13.8214,14.7572,14.7572,15.1059,14.6732,14.4367,14.4896,13.6715,13.435,13.4879,14.4117,9.142,14.0302,12.8819,12.1408,12.2804,12.3824,0,"2018. 1. 1"]
["3. 1",10.8569,1.6142,12.4711,13.5353,13.5353,13.6185,12.1841,11.9476,12.0005,12.9243,8.1427,12.5428,12.0951,11.354,11.4936,11.6243,0,1.3503,1.2219,1.2219,1.4874,2.4891,2.4891,2.4891,1.4874,1.4874,1.4874,1.4874,0.9998,1.4874,0.7868,0.7868,0.7868,0.7581,0,13.8214,14.7572,14.7572,15.1059,14.6732,14.4367,14.4896,13.6715,13.435,13.4879,14.4117,9.1425,14.0302,12.8819,12.1408,12.2804,12.3824,0,"3. 1"]
["5. 1",11.6343,1.2797,12.644,13.5353,13.5353,13.6558,12.1841,11.9476,12.0005,13.284,8.5232,12.6905,12.4442,11.8064,11.8779,12.0128,0,1.3503,1.2219,1.2219,1.4874,2.4891,2.4891,2.4891,1.4874,1.4874,1.4874,1.4874,0.9998,1.4874,0.7868,0.7868,0.7868,0.7581,0,13.9943,14.7572,14.7572,15.1432,14.6732,14.4367,14.4896,13.6715,13.435,13.4879,14.7714,9.523,14.1779,13.231,12.5932,12.6647,12.7709,0,"5. 1"]
["7. 1",11.952,1.2797,13.2317,14.123,14.123,14.2435,12.7718,12.5353,12.5882,13.8717,8.964,13.2782,13.0319,12.3941,12.4656,12.6005,0,1.3503,1.2219,1.2219,1.4874,2.4891,2.4891,2.4891,1.4874,1.4874,1.4874,1.4874,0.9998,1.4874,0.7868,0.7868,0.7868,0.7581,0,14.582,15.3449,15.3449,15.7309,15.2609,15.0244,15.0773,14.2592,14.0227,14.0756,15.3591,9.9638,14.7656,13.8187,13.1809,13.2524,13.3586,0,"7. 1"]
["2019. 5. 1",11.9287,1.2797,13.2084,14.123,14.123,14.2435,12.7718,12.5353,12.5882,13.8717,8.964,13.2782,13.0319,12.3941,12.4656,12.6005,11.6176,1.3503,1.2219,1.2219,1.4874,2.4891,2.4891,2.4891,1.4874,1.4874,1.4874,1.4874,0.9998,1.4874,0.7868,0.7868,0.7868,0.7581,0.6859,14.582,15.3449,15.3449,15.7309,15.2609,15.0244,15.0773,14.2592,14.0227,14.0756,15.3591,9.9638,14.7656,13.8187,13.1809,13.2524,13.3586,12.3035,"2019. 5. 1"]
["7. 8",12.6541,1.2035,13.8576,14.7128,14.7128,14.9779,13.4756,13.2391,13.292,14.6079,8.964,14.0299,13.7535,13.1146,13.1873,13.3215,12.3386,1.3503,1.2219,1.2219,1.4874,2.4891,2.4891,2.4891,1.4874,1.4874,1.4874,1.4874,0.9998,1.4874,0.7868,0.7868,0.7868,0.7581,0.6859,15.2106,15.9347,15.9347,16.4653,15.9647,15.7284,15.7811,14.963,14.7265,14.7794,16.0953,9.9638,15.5173,14.5403,13.9014,13.9741,14.0796,13.0245,"7. 8"]
["2020. 7. 1",10.438,1.4224,11.8604,12.9284,12.9284,13.028,11.4444,11.2523,11.27,12.5692,7.0112,11.724,11.6892,10.8878,10.951,10.8657,9.8664,1.4349,1.2959,1.2959,1.5614,2.5631,2.5631,2.5631,1.5614,1.5614,1.5614,1.5614,1.0738,1.5614,0.8608,0.8608,0.8608,0.8321,0.7599,13.2953,14.2243,14.2243,14.5894,14.0075,13.8154,13.8331,13.0058,12.8137,12.8314,14.1306,8.085,13.2584,12.55,11.7486,11.8118,11.6978,10.6263,"2020. 7. 1"]
["8. 1",10.438,1.4224,11.8604,12.9284,12.9284,13.3365,11.4444,11.2523,11.27,12.8777,7.2426,12.0325,11.9977,11.1963,11.2595,11.1742,10.1899,1.4349,1.2959,1.2959,1.5614,2.5631,2.5631,2.5631,1.5614,1.5614,1.5614,1.5614,1.0738,1.5614,0.8608,0.8608,0.8608,0.8321,0.7599,"...",14.2243,14.2243,14.8979,14.0075,13.8154,13.8331,13.0058,12.8137,12.8314,14.4391,8.3164,13.5939,12.8585,12.0571,12.1203,12.0063,10.9498,"8. 1"]
["9. 1",10.438,1.4224,11.8604,12.9284,12.9284,12.1207,11.4444,11.2523,11.27,11.6619,6.3308,10.8167,10.7819,9.9805,10.0437,9.9584,8.973,1.4349,1.2959,1.2959,1.5614,2.5631,2.5631,2.5631,1.5614,1.5614,1.5614,1.5614,1.0738,1.5614,0.8608,0.8608,0.8608,0.8321,0.7599,"...",14.2243,14.2243,13.6821,14.0075,13.8154,13.8331,13.0058,12.8137,12.8314,13.2233,7.4046,12.3781,11.6427,10.8413,10.9045,10.7905,9.7329,"9. 1"]
["10. 1",10.438,1.4224,11.8604,12.9284,12.9284,11.161,11.4444,11.2523,11.27,10.7022,5.611,9.857,9.8222,9.0208,9.084,8.9987,8.0014,1.4349,1.2959,1.2959,1.5614,2.5631,2.5631,2.5631,1.5614,1.5614,1.5614,1.5614,1.0738,1.5614,0.8608,0.8608,0.8608,0.8321,0.7599,"...",14.2243,14.2243,12.7224,14.0075,13.8154,13.8331,13.0058,12.8137,12.8314,12.2636,6.6848,11.4184,10.683,9.8816,9.9448,9.8308,8.7613,"10. 1"]
["11. 1",10.438,1.4224,11.8604,12.9284,12.9284,11.0918,11.4444,11.2523,11.27,10.633,5.5591,9.7878,9.753,8.9516,9.0148,8.9295,7.9274,1.4349,1.2959,1.2959,1.5614,2.5631,2.5631,2.5631,1.5614,1.5614,1.5614,1.5614,1.0738,1.5614,0.8608,0.8608,0.8608,0.8321,0.7599,"...",14.2243,14.2243,12.6532,14.0075,13.8154,13.8331,13.0058,12.8137,12.8314,12.1944,6.6329,11.3492,10.6138,9.8124,9.8756,9.7616,8.6873,"11. 1"]
["12. 1",10.438,1.4224,11.8604,12.9284,12.9284,11.9055,11.4444,11.2523,11.27,11.4467,6.1694,10.6015,10.5667,9.7653,9.8285,9.7432,8.7476,1.4349,1.2959,1.2959,1.5614,2.5631,2.5631,2.5631,1.5614,1.5614,1.5614,1.5614,1.0738,1.5614,0.8608,0.8608,0.8608,0.8321,0.7599,"...",14.2243,14.2243,13.4669,14.0075,13.8154,13.8331,13.0058,12.8137,12.8314,13.0081,7.2432,12.1629,11.4275,10.6261,10.6893,10.5753,9.5075,"12. 1"]
["2021. 1. 1",10.438,1.4224,11.8604,12.9284,12.9284,12.437,11.4444,11.2523,11.27,11.9782,6.568,11.133,11.0982,10.2968,10.36,10.2747,9.3172,1.4349,1.2959,1.2959,1.5614,2.5631,2.5631,2.5631,1.5614,1.5614,1.5614,1.5614,1.0738,1.5614,0.8608,0.8608,0.8608,0.8321,0.7599,"...",14.2243,14.2243,13.9984,14.0075,13.8154,13.8331,13.0058,12.8137,12.8314,13.5396,7.6418,12.6944,11.959,11.1576,11.2208,11.1068,10.0771,"2021. 1. 1"]
["2. 1",10.438,1.4224,11.8604,12.9284,12.9284,13.2465,11.4444,11.2523,11.27,12.7877,7.1751,11.9425,11.9077,11.1063,11.1695,11.0842,10.1267,1.4349,1.2959,1.2959,1.5614,2.5631,2.5631,2.5631,1.5614,1.5614,1.5614,1.5614,1.0738,1.5614,0.8608,0.8608,0.8608,0.8321,0.7599,"...",14.2243,14.2243,14.8079,14.0075,13.8154,13.8331,13.0058,12.8137,12.8314,14.3491,8.2489,13.5039,12.7685,11.9671,12.0303,11.9163,10.8866,"2. 1"]
["3. 1",10.438,1.4224,11.8604,12.9284,12.9284,14.301,11.4444,11.2523,11.27,13.8422,7.966,12.997,12.9622,12.1608,12.224,12.1387,11.1812,1.4349,1.2959,1.2959,1.5614,2.5631,2.5631,2.5631,1.5614,1.5614,1.5614,1.5614,1.0738,1.5614,0.8608,0.8608,0.8608,0.8321,0.7599,"...",14.2243,14.2243,15.8624,14.0075,13.8154,13.8331,13.0058,12.8137,12.8314,15.4036,9.0398,14.5584,13.823,13.0216,13.0848,12.9708,11.9411,"3. 1"]
["4. 1",11.1714,1.4224,12.5938,12.9284,12.9284,14.5164,11.4444,11.2523,11.27,14.0576,8.1275,13.2124,13.1776,12.3762,12.4394,12.3541,11.4022,1.4349,1.2959,1.2959,1.5614,2.5631,2.5631,2.5631,1.5614,1.5614,1.5614,1.5614,1.0738,1.5614,0.8608,0.8608,0.8608,0.8321,0.7599,14.0287,14.2243,14.2243,16.0778,14.0075,13.8154,13.8331,13.0058,12.8137,12.8314,15.619,9.2013,14.7738,14.0384,13.237,13.3002,13.1862,12.1621,"4. 1"]
["5. 1",10.2528,1.6772,11.93,12.9284,12.9284,13.4319,11.5323,11.2514,11.27,12.8784,7.2991,11.7618,11.868,10.8866,10.9434,10.8599,10.0933,1.4349,1.2959,1.2959,1.5614,2.5631,2.5631,2.5631,1.5614,1.5614,1.5614,1.5614,1.0738,1.5614,0.8608,0.8608,0.8608,0.8321,0.7599,13.3649,14.2243,14.2243,14.9933,14.0954,13.8154,13.8331,13.0937,12.8128,12.8314,14.4398,8.3729,13.3232,12.7288,11.7474,11.8042,11.692,10.8532,"5. 1"]
["6. 1",10.5262,1.6772,12.2034,12.9284,12.9284,13.4319,11.5323,11.2514,11.27,13.4457,7.7246,12.3291,12.4353,11.4539,11.5107,11.4272,10.6612,1.4349,1.2959,1.2959,1.5614,2.5631,2.5631,2.5631,1.5614,1.5614,1.5614,1.5614,1.0738,1.5614,0.8608,0.8608,0.8608,0.8321,0.7599,13.6383,14.2243,14.2243,14.9933,14.0954,13.8154,13.8331,13.0937,12.8128,12.8314,15.0071,8.7984,13.8905,13.2961,12.3147,12.3715,12.2593,11.4211,"6. 1"]
["7. 1",10.811,1.6772,12.4882,12.9284,12.9284,14.5903,11.5323,11.2514,11.27,14.0368,8.1679,12.9202,13.0264,12.045,12.1018,12.0183,11.2524,1.4196,1.2959,1.2959,1.5614,2.5631,2.5631,2.5631,1.5614,1.5614,1.5614,1.5614,1.0738,1.5614,0.8608,0.8608,0.8608,0.8321,0.7599,13.9078,14.2243,14.2243,16.1517,14.0954,13.8154,13.8331,13.0937,12.8128,12.8314,15.5982,9.2417,14.4816,13.8872,12.9058,12.9626,12.8504,12.0123,"7. 1"]
["8. 1",11.3327,1.6772,13.0099,12.9284,12.9284,15.673,11.5323,11.2514,11.27,15.1195,8.9799,14.0029,14.1091,13.1277,13.1845,13.101,12.3345,1.4196,1.2959,1.2959,1.5614,2.5631,2.5631,2.5631,1.5614,1.5614,1.5614,1.5614,1.0738,1.5614,0.8608,0.8608,0.8608,0.8321,0.7599,14.4295,14.2243,14.2243,17.2344,14.0954,13.8154,13.8331,13.0937,12.8128,12.8314,16.6809,10.0537,15.5643,14.9699,13.9885,14.0453,13.9331,13.0944,"8. 1"]
["9. 1",11.7462,1.6772,13.4234,12.9284,12.9284,16.5311,11.5323,11.2514,11.27,15.9776,9.6235,14.861,14.9672,13.9858,14.0426,13.9591,13.1926,1.4196,1.2959,1.2959,1.5614,2.5631,2.5631,2.5631,1.5614,1.5614,1.5614,1.5614,1.0738,1.5614,0.8608,0.8608,0.8608,0.8321,0.7599,14.843,14.2243,14.2243,18.0925,14.0954,13.8154,13.8331,13.0937,12.8128,12.8314,17.539,10.6973,16.4224,15.828,14.8466,14.9034,14.7912,13.9525,"9. 1"]
["10. 1",12.0889,1.6772,13.7661,12.9284,12.9284,17.2423,11.5323,11.2514,11.27,16.6888,10.1569,15.5722,15.6784,14.697,14.7538,14.6703,13.9037,1.4196,1.2959,1.2959,1.5614,2.5631,2.5631,2.5631,1.5614,1.5614,1.5614,1.5614,1.0738,1.5614,0.8608,0.8608,0.8608,0.8321,0.7599,15.1857,14.2243,14.2243,18.8037,14.0954,13.8154,13.8331,13.0937,12.8128,12.8314,18.2502,11.2307,17.1336,16.5392,15.5578,15.6146,15.5024,14.6636,"10. 1"]
["11. 1",13.3523,1.6772,15.0295,12.9284,12.9284,19.8154,11.5323,11.2514,11.27,19.2619,12.0867,18.1453,18.2515,17.2701,17.3269,17.2434,17.1919,1.4196,1.2959,1.2959,1.5614,2.5631,2.5631,2.5631,1.5614,1.5614,1.5614,1.5614,1.0738,1.5614,0.8608,0.8608,0.8608,0.8321,0.7599,16.4491,14.2243,14.2243,21.3768,14.0954,13.8154,13.8331,13.0937,12.8128,12.8314,20.8233,13.1605,19.7067,19.1123,18.1309,18.1877,18.0755,17.9518,"11. 1"]
["12. 1",14.4101,1.6772,16.0873,12.9284,12.9284,22.0105,11.5323,11.2514,11.27,21.457,13.733,20.3404,20.4466,19.4652,19.522,19.4385,19.387,1.4196,1.2959,1.2959,1.5614,2.5631,2.5631,2.5631,1.5614,1.5614,1.5614,1.5614,1.0738,1.5614,0.8608,0.8608,0.8608,0.8321,0.7599,17.5069,14.2243,14.2243,23.5719,14.0954,13.8154,13.8331,13.0937,12.8128,12.8314,23.0184,14.8068,21.9018,21.3074,20.326,20.3828,20.2706,20.1469,"12. 1"]
["2022. 1. 1",15.2988,1.6772,16.976,12.9284,12.9284,23.8324,11.5323,11.2514,11.27,23.2789,15.0995,22.1623,22.2685,21.2871,21.3439,21.2604,21.5366,1.4196,1.2959,1.2959,1.5614,2.5631,2.5631,2.5631,1.5614,1.5614,1.5614,1.5614,1.0738,1.5614,0.8608,0.8608,0.8608,0.8321,0.7599,18.3956,14.2243,14.2243,25.3938,14.0954,13.8154,13.8331,13.0937,12.8128,12.8314,24.8403,16.1733,23.7237,23.1293,22.1479,22.2047,22.0925,22.2965,"2022. 1. 1"]
["2. 1",15.0414,1.6772,16.7186,12.9284,12.9284,23.3324,11.5323,11.2514,11.27,22.7789,14.7245,21.6623,21.7685,20.7871,20.8439,20.7604,20.5366,1.4196,1.2959,1.2959,1.5614,2.5631,2.5631,2.5631,1.5614,1.5614,1.5614,1.5614,1.0738,1.5614,0.8608,0.8608,0.8608,0.8321,0.7599,18.1382,14.2243,14.2243,24.8938,14.0954,13.8154,13.8331,13.0937,12.8128,12.8314,24.3403,15.7983,23.2237,22.6293,21.6479,21.7047,21.5925,21.2965,"2. 1"]
["3. 1",15.0414,1.6772,16.7186,12.9284,12.9284,23.3324,11.5323,11.2514,11.27,22.7789,14.7245,21.6623,21.7685,20.7871,20.8439,20.7604,20.5366,1.4196,1.2959,1.2959,1.5614,2.5631,2.5631,2.5631,1.5614,1.5614,1.5614,1.5614,1.0738,1.5614,0.8608,0.8608,0.8608,0.8321,0.7599,18.1382,14.2243,14.2243,24.8938,14.0954,13.8154,13.8331,13.0937,12.8128,12.8314,24.3403,15.7983,23.2237,22.6293,21.6479,21.7047,21.5925,21.2965,"3. 1"]
["4. 1",16.0295,1.6772,17.7067,13.3584,13.3584,24.9124,11.9623,11.6814,11.7,24.3589,15.9095,23.2423,23.3485,22.3671,22.4239,22.3404,22.2366,1.4196,1.2959,1.2959,1.5614,2.5631,2.5631,2.5631,1.5614,1.5614,1.5614,1.5614,1.0738,1.5614,0.8608,0.8608,0.8608,0.8321,0.7599,19.1263,14.6543,14.6543,26.4738,14.5254,14.2445,14.2631,13.5237,13.2428,13.2614,25.9203,16.9833,24.8037,24.2093,23.2279,23.2847,23.1725,22.9965,"4. 1"]
["5. 1",14.8419,1.6529,16.4948,14.5851,14.5851,21.1215,13.1668,12.9259,12.9469,20.6385,12.9986,19.7163,19.6889,18.7785,18.8502,18.7281,17.4574,1.4196,1.2959,1.2959,1.5614,2.5631,2.5631,2.5631,1.5614,1.5614,1.5614,1.5614,1.0738,1.5614,0.8608,0.8608,0.8608,0.8321,0.7599,17.9144,15.881,15.881,22.6829,15.7299,15.489,15.51,14.7282,14.4873,14.5083,22.1999,14.0724,21.2777,20.5497,19.6393,19.711,19.5602,18.2173,"5. 1"]
["6. 1",14.872,1.6529,16.5249,14.5851,14.5851,21.1865,13.1668,12.9259,12.9469,20.7035,13.0474,19.7813,19.7539,18.8435,18.9152,18.7931,17.485,1.4196,1.2959,1.2959,1.5614,2.5631,2.5631,2.5631,1.5614,1.5614,1.5614,1.5614,1.0738,1.5614,0.8608,0.8608,0.8608,0.8321,0.7599,17.9445,15.881,15.881,22.6829,15.7299,15.489,15.51,14.7282,14.4873,14.5083,22.2649,14.1212,21.3427,20.6147,19.7043,19.776,19.6252,18.2449,"6. 1"]
["7. 1",16.4699,1.6529,18.1228,15.6951,15.6951,23.3081,14.2768,14.0359,14.0569,22.8251,14.6386,21.9092,21.8755,20.9651,21.0368,20.9147,19.604,1.4196,1.2959,1.2959,1.5614,2.5631,2.5631,2.5631,1.5614,1.5614,1.5614,1.5614,1.0738,1.5614,0.8608,0.8608,0.8608,0.8321,0.7599,19.5424,16.99,16.99,24.8695,16.8399,16.599,16.62,15.8382,15.5973,15.6183,24.3865,15.7124,23.4643,22.7363,21.8259,21.8976,21.7468,20.3639,"7. 1"]
["8. 1",19.388,1.6529,21.0409,15.6951,15.6951,29.3578,14.2768,14.0359,14.0569,28.8748,19.1759,27.9526,27.9252,27.0148,27.0865,26.9644,25.653,1.4196,1.2959,1.2959,1.5614,2.5631,2.5631,2.5631,1.5614,1.5614,1.5614,1.5614,1.0738,1.5614,0.8608,0.8608,0.8608,0.8321,0.7599,22.4605,16.99,16.99,30.9192,16.8399,16.599,16.62,15.8382,15.5973,15.6183,30.4362,20.2497,29.514,28.786,27.8756,27.9473,27.7965,26.4129,"8. 1"]
["9. 1",20.8697,1.6529,22.5226,15.6951,15.6951,32.4295,14.2768,14.0359,14.0569,31.9465,21.4796,31.0243,30.9969,30.0865,30.1582,30.0361,28.7236,1.4196,1.2959,1.2959,1.5614,2.5631,2.5631,2.5631,1.5614,1.5614,1.5614,1.5614,1.0738,1.5614,0.8608,0.8608,0.8608,0.8321,0.7599,23.9422,16.99,16.99,33.9909,16.8399,16.599,16.62,15.8382,15.5973,15.6183,33.5079,22.5534,32.5857,31.8577,30.9473,31.019,30.8682,29.4835,"9. 1"]
["10. 1",23.0522,1.6529,24.7051,18.3951,18.3951,34.0564,16.9768,16.7359,16.7569,33.5734,22.6998,32.6512,32.6238,31.7134,31.7851,31.663,30.3561,1.4196,1.2959,1.2959,1.5614,2.5631,2.5631,2.5631,1.5614,1.5614,1.5614,1.5614,1.0738,1.5614,0.8608,0.8608,0.8608,0.8321,0.7599,26.1247,19.691,19.691,35.6178,19.5399,19.299,19.32,18.5382,18.2973,18.3183,35.1348,23.7736,34.2126,33.4846,32.5742,32.6459,32.4951,31.116,"10. 1"]
["11. 1",22.916,1.6529,24.5689,18.3951,18.3951,33.7742,16.9768,16.7359,16.7569,33.2912,22.4882,32.369,32.3416,31.4312,31.5029,31.3808,30.0707,1.4196,1.2959,1.2959,1.5614,2.5631,2.5631,2.5631,1.5614,1.5614,1.5614,1.5614,1.0738,1.5614,0.8608,0.8608,0.8608,0.8321,0.7599,25.9885,19.691,19.691,35.3356,19.5399,19.299,19.32,18.5382,18.2973,18.3183,34.8526,23.562,33.9304,33.2024,32.292,32.3637,32.2129,30.8306,"11. 1"]
["12. 1",23.3566,1.6529,25.0095,18.3951,18.3951,34.6876,16.9768,16.7359,16.7569,34.2046,23.1732,33.2824,33.255,32.3446,32.4163,32.2942,30.9853,1.4196,1.2959,1.2959,1.5614,2.5631,2.5631,2.5631,1.5614,1.5614,1.5614,1.5614,1.0738,1.5614,0.8608,0.8608,0.8608,0.8321,0.7599,26.4291,19.691,19.691,36.249,19.5399,19.299,19.32,18.5382,18.2973,18.3183,35.766,24.247,34.8438,34.1158,33.2054,33.2771,33.1263,31.7452,"12. 1"]
["2023. 1. 1",22.4064,1.6529,24.0593,18.3951,18.3951,32.7169,16.9768,16.7359,16.7569,32.2339,21.6952,31.3117,31.2843,30.3739,30.4456,30.3235,29.0251,1.4196,1.2959,1.2959,1.5614,2.5631,2.5631,2.5631,1.5614,1.5614,1.5614,1.5614,1.0738,1.5614,0.8608,0.8608,0.8608,0.8321,0.7599,25.4789,19.691,19.691,34.2783,19.5399,19.299,19.32,18.5382,18.2973,18.3183,33.7953,22.769,32.8731,32.1451,31.2347,31.3064,31.1556,29.785,"2023. 1. 1"]
["2. 1",22.1916,1.6529,23.8445,18.3951,18.3951,32.272,16.9768,16.7359,16.7569,31.789,21.3615,30.8668,30.8394,29.929,30.0007,29.8786,28.5768,1.4196,1.2959,1.2959,1.5614,2.5631,2.5631,2.5631,1.5614,1.5614,1.5614,1.5614,1.0738,1.5614,0.8608,0.8608,0.8608,0.8321,0.7599,25.2641,19.691,19.691,33.8334,19.5399,19.299,19.32,18.5382,18.2973,18.3183,33.3504,22.4353,32.4282,31.7002,30.7898,30.8615,30.7107,29.3367,"2. 1"]
["3. 1",21.6425,1.6529,23.2954,18.3951,18.3951,31.1333,16.9768,16.7359,16.7569,30.6503,20.5075,29.7281,29.7007,28.7903,28.862,28.7399,27.4423,1.4196,1.2959,1.2959,1.5614,2.5631,2.5631,2.5631,1.5614,1.5614,1.5614,1.5614,1.0738,1.5614,0.8608,0.8608,0.8608,0.8321,0.7599,24.715,19.691,19.691,32.6947,19.5399,19.299,19.32,18.5382,18.2973,18.3183,32.2117,21.5813,31.2895,30.5615,29.6511,29.7228,29.572,28.2022,"3. 1"]
["4. 1",18.713,1.6529,20.3659,18.3951,18.3951,25.0601,16.9768,16.7359,16.7569,24.5771,15.9526,23.6549,23.6275,22.7171,22.7888,22.6667,21.3686,1.4196,1.2959,1.2959,1.5614,2.5631,2.5631,2.5631,1.5614,1.5614,1.5614,1.5614,1.0738,1.5614,0.8608,0.8608,0.8608,0.8321,0.7599,21.7855,19.691,19.691,26.6215,19.5399,19.299,19.32,18.5382,18.2973,18.3183,26.1385,17.0264,25.2163,24.4883,23.5779,23.6496,23.4988,22.1285,"4. 1"]
["5. 1",17.1432,1.8449,18.9881,18.3951,18.3951,21.9738,16.9768,16.7359,16.7569,21.772,13.7812,20.7302,20.6242,19.7169,19.7678,19.6889,17.9309,1.4196,1.2959,1.2959,1.5614,2.5631,2.5631,2.5631,1.5614,1.5614,1.5614,1.5614,1.0738,1.5614,0.8608,0.8608,0.8608,0.8321,0.7599,20.4077,19.691,19.691,23.5352,19.5399,19.299,19.32,18.5382,18.2973,18.3183,23.3334,14.855,22.2916,21.485,20.5777,20.6286,20.521,18.6908,"5. 1"]
["6. 1",17.5542,1.8449,19.3991,19.4395,19.4395,21.692,17.9961,17.7892,17.8018,21.4902,13.5698,20.4484,20.3424,19.4351,19.486,19.4071,17.6446,1.4196,1.2959,1.2959,1.5614,2.5631,2.5631,2.5631,1.5614,1.5614,1.5614,1.5614,1.0738,1.5614,0.8608,0.8608,0.8608,0.8321,0.7599,20.8187,20.7354,20.7354,23.2534,20.5592,20.3523,20.3649,19.5575,19.3506,19.3632,23.0516,14.6436,22.0098,21.2032,20.2959,20.3468,20.2392,18.4045,"6. 1"]
["7. 1",17.9207,1.8449,19.7656,19.4395,19.4395,22.4623,17.9961,17.7892,17.8018,22.2605,14.1476,21.2187,21.1127,20.2054,20.2563,20.1774,18.4156,1.4196,1.2959,1.2959,1.5614,2.5631,2.5631,2.5631,1.5614,1.5614,1.5614,1.5614,1.0738,1.5614,0.8608,0.8608,0.8608,0.8321,0.7599,21.1852,20.7354,20.7354,24.0237,20.5592,20.3523,20.3649,19.5575,19.3506,19.3632,23.8219,15.2214,22.7801,21.9735,21.0662,21.1171,21.0095,19.1755,"7. 1"]
["8. 1",17.3539,1.8449,19.1988,19.4395,19.4395,21.692,17.9961,17.7892,17.8018,21.0692,13.2541,20.0274,19.9214,19.0141,19.065,18.9861,17.2238,1.4196,1.2959,1.2959,1.5614,2.5631,2.5631,2.5631,1.5614,1.5614,1.5614,1.5614,1.0738,1.5614,0.8608,0.8608,0.8608,0.8321,0.7599,20.6184,20.7354,20.7354,23.2534,20.5592,20.3523,20.3649,19.5575,19.3506,19.3632,22.6306,14.3279,21.5888,20.7822,19.8749,19.9258,19.8182,17.9837,"8. 1"]
["9. 1",17.2818,1.8449,19.1267,19.4395,19.4395,21.1194,17.9961,17.7892,17.8018,20.9176,13.1404,19.8758,19.7698,18.8625,18.9134,18.8345,17.0722,1.4196,1.2959,1.2959,1.5614,2.5631,2.5631,2.5631,1.5614,1.5614,1.5614,1.5614,1.0738,1.5614,0.8608,0.8608,0.8608,0.8321,0.7599,20.5463,20.7354,20.7354,22.6808,20.5592,20.3523,20.3649,19.5575,19.3506,19.3632,22.479,14.2142,21.4372,20.6306,19.7233,19.7742,19.6666,17.8321,"9. 1"]
["10. 1",17.6207,1.8449,19.4656,19.4395,19.4395,21.8317,17.9961,17.7892,17.8018,21.6299,13.6746,20.5881,20.4821,19.5748,19.6257,19.5468,17.7845,1.4196,1.2959,1.2959,1.5614,2.5631,2.5631,2.5631,1.5614,1.5614,1.5614,1.5614,1.0738,1.5614,0.8608,0.8608,0.8608,0.8321,0.7599,20.8852,20.7354,20.7354,23.3931,20.5592,20.3523,20.3649,19.5575,19.3506,19.3632,23.1913,14.7484,22.1495,21.3429,20.4356,20.4865,20.3789,18.5444,"10. 1"]
["11. 1",16.8595,1.8449,18.7044,19.4395,19.4395,20.2317,17.9961,17.7892,17.8018,20.0299,12.4746,18.9881,18.8821,17.9748,18.0257,17.9468,16.1845,1.4196,1.2959,1.2959,1.5614,2.5631,2.5631,2.5631,1.5614,1.5614,1.5614,1.5614,1.0738,1.5614,0.8608,0.8608,0.8608,0.8321,0.7599,20.124,20.7354,20.7354,21.7931,20.5592,20.3523,20.3649,19.5575,19.3506,19.3632,21.5913,13.5484,20.5495,19.7429,18.8356,18.8865,18.7789,16.9444,"11. 1"]
["12. 1",17.4,1.8,19.3,19.4,19.4,21.5,18,17.8,17.8,21.3,13.4,20.2,20.1,19.2,19.3,19.2,17.4,1.4196,1.2959,1.2959,1.5614,2.5631,2.5631,2.5631,1.5614,1.5614,1.5614,1.5614,1.0738,1.5614,0.8608,0.8608,0.8608,0.8321,0.7599,20.7107,20.7354,20.7354,23.0263,20.5592,20.3523,20.3649,19.5575,19.3506,19.3632,22.8245,14.4733,21.7827,20.9761,20.0688,20.1197,20.0121,18.1798,"12. 1"]
["주: 2012년 7월 이후는 열량당 가격",{"$nulls":17},"Note: The price is based on MJ since July 2012."]
["자료: 한국도시가스협회",{"$nulls":17},"Source: Korea City Gas Association"]

{"sheet":"Ⅳ. 석유","index":38,"n_rows":36,"n_cols":2,"rows_kept":36,"cut":false,"hidden":false,"merged":[],"flags":["formulas_cached_only"]}
[]
[]
[]
[null,"Ⅳ. 석유"]
[]
[]
[null,"제목을 클릭하시면 해당 시트로 이동합니다"]
[]
[null,"1. 원유 및 정제원료 수급"]
[]
[null,"2. 원유 수급"]
[null,"2-1. 국별 원유 수입"]
[null,"2-2. 원유 수입 가격"]
[null,"2-3. 국별 원유 수입 단가"]
[null,"2-4. 원유 처리 현황"]
[]
[null,"3. 석유정제 및 전환공정 투입"]
[]
[null,"4. 석유제품 수급"]
[null,"4-1. 석유제품 수입"]
[null,"4-2. 석유제품 수출"]
[null,"4-3. 석유제품 정제생산"]
[null,"4-4. 석유제품 소비"]
[null,"4-4-1. 프로판"]
[null,"4-4-2. 부탄"]
[null,"4-4-3. 휘발유"]
[null,"4-4-4. 항공유"]
[null,"4-4-5. 등유"]
[null,"4-4-6. 경유"]
[null,"4-4-7. 중유"]
[null,"4-4-8. 납사"]
[null,"4-5.  석유제품 소비(2023)"]
[]
[null,"5. 석유제품 소비자 가격"]
[]
[null,"6. 정제 능력"]

{"sheet":"Ⅳ-1","index":39,"n_rows":47,"n_cols":13,"rows_kept":47,"cut":false,"hidden":false,"merged":[[6,1,6,11]],"flags":["formulas_cached_only"]}
["1. 원유 및 정제원료 수급 Crude Oil & Redinery Feedstocks Overview"]
[]
[]
[null,"생산","수입",null,null,"수출","재고변화","일차에너지공급","전환공정1",null,null,null,"정제능력4"]
[null,null,null,"원유","기타2",{"$nulls":4},"원유","정제원료","기타3"]
[null,"Production ","Imports","Crude oil","Others2","Exports","Stock changes","TPES","Transformation processes1","Crude oil","Refinery feedstocks","Others3","Refining capacity4"]
[null,"1,000 bbl",{"$nulls":10},"1,000BPSD"]
[1990,0,310494.43,308368.101,2126.329,0,3468.949,313963.379,313972.949,312044.791,1928.158,0,840]
[1991,0,399975.771,399303.44,672.331,0,-1136.279,398839.492,398876.514,398030.135,846.379,0,1035]
[1992,0,512082.15,509377.703,2704.447,600.954,-1143.336,510337.86,510449.653,508619.253,1830.4,0,1675]
[1993,0,566232.672,560563.106,5669.566,502.553,-1918.526,563811.593,564547.797,558537.106,6010.691,0,1675]
[1994,0,586912.232,573713.617,13198.615,794.081,-10650.658,575467.493,576085.001,563818.617,12266.384,0,1700]
[1995,0,644019.9,624944.613,19075.287,167.356,5252.015,649104.559,649293.366,631266.366,18027,0,1818]
[1996,0,737721.892,721926.696,15795.196,1501.821,-2254.288,733965.783,734714.551,720130.683,14583.868,0,2438]
[1997,0,877676.387,873415.335,4261.052,1430.117,1217.763,877464.033,877440.459,871985.922,5310.504,144.033,2438]
[1998,0,822564.119,819093.775,3470.344,257.397,9018.458,831325.18,833013.578,825895.232,7114.921,3.425,2438]
[1999,0,881319.804,874090.179,7229.625,282.473,-1876.439,879160.892,879466.461,873299.089,6317.151,-149.779,2438]
[2000,0,899809.441,893943.278,5866.163,743.122,-442.121,898624.198,897543.443,892223.826,6031.338,-711.721,2438]
[2001,0,868237.09,859367.115,8869.975,770.203,1998.385,869465.272,869394.561,860165.789,10003.6,-774.828,2438]
[2002,0,800488.439,790992.022,9496.417,931.78,-2585.153,796971.506,809468.656,787289.55,22900.641,-721.535,2438]
[2003,0,812494.1,804809.15,7684.95,325.623,-21283.82,790884.657,794657.728,783517.641,11342.557,-202.47,2438]
[2004,0,830673.806,825790.254,4883.552,96.047,2072.916,832650.675,832237.971,826967.412,4903.566,366.993,2735]
[2005,406.72,851327.453,843203.071,8124.382,29.159,10228.784,861933.797,860864.037,852544.25,7602.889,716.898,2735]
[2006,332.723,892295.965,888794.189,3501.776,20.548,-7865.47,884742.67,881452.991,878416.964,2229.767,806.26,2735]
[2007,236.371,873673.963,872540.613,1133.35,489.135,10919.163,884340.362,882291.17,882408.569,-924.802,807.403,2765]
[2008,154.917,866658.693,864872.007,1786.686,1685.974,1447.483,866575.119,863786.542,865679.769,-3269.941,1376.714,2785]
[2009,320.982,837007.683,835084.88,1922.803,2232.873,4441.107,839536.899,835024.147,838418.666,-4406.162,1011.643,2835]
[2010,379.749,874666.334,872415.128,2251.206,3330.096,-1895.502,869820.485,869468.732,872262.933,-4156.833,1362.632,2845]
[2011,284.826,928735.597,927044.383,1691.214,4039.148,-3928.377,921052.898,926979.832,924446.645,1399.108,1134.079,2934]
[2012,263.03,949057.758,947291.82,1765.938,2472.534,-2056.74,944791.514,955612.814,946045.858,8668.106,898.85,2949]
[2013,289.571,918633.694,915074.577,3559.117,1987.681,-6060.312,910875.272,922922.771,909538.985,12673.177,710.609,2949]
[2014,197.616,933736.399,927523.771,6212.628,992.196,-8093.44,924848.379,939156.038,918376.717,21601.445,-822.124,3009]
[2015,114.576,1030315.213,1026106.756,4208.457,2400.143,-10774.095,1017255.551,1030108.814,1014956.88,14606.166,545.768,3059]
[2016,103.612,1084066.198,1078119.006,5947.192,3597.252,-4172.136,1076400.422,1085609.907,1072233.585,12643.328,732.994,3064]
[2017,217.117,1124937.704,1118167.255,6770.449,2447.011,-1632.662,1121075.148,1153915.157,1116614.254,36670.171,630.732,3105]
[2018,188.674,1126402.618,1116280.986,10121.632,4123.531,-8625.923,1113841.838,1175275.785,1106316.958,68740.019,218.807,3204]
[2019,154.962,1075972.918,1071923.224,4049.694,769.283,5758.369,1081116.966,1159007.559,1064217.234,94852.14,-61.816,3204]
[2020,102.711,987421.87,980259.175,7162.695,448.462,1876.289,988952.407,1089284.752,980378.502,108939.174,-32.924,3204]
[2021,35.511,973733.709,960146.636,13587.073,1782.081,1928.416,973915.556,1089068.497,961383.65,128356.403,-671.556,3204]
[2022,16.766,1047685.102,1031282.986,16402.116,1848.313,-3289.82,1042563.734,1155424.898,1026102.401,130310.649,-988.153,3204]
[2023,0,1018298.768,1005769.723,12529.045,2515.145,4688.076,1020471.699,1149565.654,1006625.906,142893.936,45.812,3204]
["1. 석유제품 생산(정제투입), 가스제조 등의 공정에 투입된 물량으로 음수는 이 공정을 통하여 해당 에너지상품이 생산되었음을 의미",{"$nulls":5},"1. It is amount input to the process of refining input, gas manufacturing, etc. Negative means that the energy commodity was produced through this process."]
["2. 정제원료, 첨가물, 기타탄화수소",{"$nulls":5},"2. Refinery feedstocks, Additives and other hydrocarbons"]
["3. 첨가물과 기타탄화수소",{"$nulls":5},"3. Additives and other hydrocarbons"]
["4. 국내 모든 정유사 정제능력의 합계",{"$nulls":5},"4. Sum of capacities of all refineries in South Korea"]
["주: 원유, 정제원료, 첨가물, 기타탄화수소의 합계",{"$nulls":5},"Note: Sum of crude oil, refinery feedstocks, addtives components and other hydrocarbons"]
["자료: 한국석유공사-PEDSIS, 대한석유협회",{"$nulls":5},"Source: Korea National Oil Corporation-PEDSIS, Korea Petroleum Association"]

{"sheet":"Ⅳ-2-1","index":40,"n_rows":52,"n_cols":18,"rows_kept":52,"cut":false,"hidden":false,"merged":[],"flags":["formulas_cached_only"]}
["2. 원유 수급 Crude Oil Demand and Supply"]
["2-1. 국별 원유 수입 Crude Oil Imports by Country"]
[]
["단위: 천 배럴",{"$nulls":16},"Unit: Thousand barrels"]
[null,"합계","중동",{"$nulls":6},"아시아",{"$nulls":4},"아프리카","아메리카","유럽","중동의존도1(%)"]
[null,"Total ","Middle East","사우디아라비아","아랍에미레이트","이란","쿠웨이트","오만","카타르","Asia ","인도네시아","말레이시아","호주","브루나이","Africa","America","Europe","Dependence on Middle East1"]
[null,"(A)","(B)","Saudi Arabia","U.A.E","Iran","Kuwait","Oman","Qatar",null,"Indonesia","Malaysia","Australia","Brunei",null,null,null,"(B/A)"]
[1981,182814.149,165857.959,104914.153,4647.08,14496,38510.892,0,0,5140.934,2841.723,2299.211,0,0,1466.865,10348.391,0,90.725]
[1982,178369.297,135526.555,88131.816,1152.689,22899.323,21328.423,0,0,21941.617,14776.894,2468.981,0,4695.742,6414.925,14486.2,0,75.981]
[1983,192969.257,141815.999,63074.74,7068.052,31414.73,18958.603,17353.036,2073.261,27366.601,9402.139,9781.694,0,8182.768,12052.874,11733.783,0,73.491]
[1984,199681.192,132466.711,37074.508,12593.323,39370.462,14988.802,24094.02,3272.79,39328.839,16919.058,15266.094,930.159,5691.535,11705.231,16180.411,0,66.339]
[1985,198312.92,113012.733,13746.467,19933.797,34120.518,17520.144,23124.711,502.423,47995.774,20183.03,19745.315,0,8067.429,11912.042,25392.371,0,56.987]
[1986,230063.298,142422.641,21270.777,28417.05,37395.645,13206.565,30933.502,3683.092,52128.064,17212.499,23191.101,797.644,9520.689,9911.726,25600.867,0,61.906]
[1987,216163.211,138659.043,31394.151,25255.242,31853.327,9692.866,29229.188,2518.24,51264.552,18014.219,20610.682,2252.758,10386.893,15141.162,11098.454,0,64.146]
[1988,261079.43,168479.227,7840.749,40565.777,35763.106,9465.503,51800.387,1276.136,50979.992,12679.921,22070.82,1694.744,11476.093,17775.18,23845.031,0,64.532]
[1989,296410.665,211818.904,14973.739,49122.031,38598.904,15096.602,70281.526,3469.659,63585.43,12362.143,28009.354,1881.377,13233.147,17180.219,3826.112,0,71.461]
[1990,308368.101,229016.702,39615.769,49876.718,34287.182,17069.026,63685.986,6609.971,62529.659,19096.411,23135.489,689.255,11514.199,9689.408,7132.332,0,74.267]
[1991,399303.44,294356.771,133588.289,46135.488,52775.27,0,51155.493,8133.208,82694.569,33436.425,26102.156,1674.274,12224.762,5551.385,16700.715,0,73.718]
[1992,509377.703,380452.325,155104.201,53206.038,61276.233,14372.296,73725.244,14504.889,95032.528,38039.839,25463.649,0,14441.16,12822.143,21070.707,0,74.69]
[1993,560563.106,430839.082,172413.062,57575.974,76056.741,29334.288,69556.663,14404.125,96232.667,34677.447,27369.987,1818.521,12949.732,15789.628,17701.729,0,76.858]
[1994,573713.617,439330.355,177619.49,48598.155,82827.952,27239.183,48381.259,14351.991,91083.478,37453.708,19998.479,3880.111,13335.016,23224.532,20075.252,0,76.577]
[1995,624944.838,486527.74,226862.703,70536.478,68313.583,25233.345,55130.848,10871.43,82050.153,31367.22,13339.039,4939.429,11937.993,37910.698,18456.247,0,77.851]
[1996,721926.701,561097.531,252664.627,91619.931,78066.797,41134.173,57412.53,14424.212,98631.201,35088.217,14837.651,5445.285,13827.531,37023.922,25174.047,0,77.722]
[1997,873415.342,645677.601,267888.347,127394.951,82192.459,55090.696,50196.76,35241.484,121371.862,40965.287,16968.162,8851.17,12786.693,82126.112,23579.853,659.914,73.926]
[1998,819093.778,622004.534,234450.157,122021.942,67502,66894.433,57194.787,34879.247,113493.701,33599.248,18155.968,14252.064,13785.71,61906.964,17594.065,4094.514,75.938]
[1999,874090.186,632067.446,241746.933,117404.984,81943.712,53283.57,56000.575,37300.734,93517.205,41726.188,19987.904,15495.45,8044.571,109559.634,27895.715,11050.186,72.311]
[2000,893943.283,686916.02,264925.197,128064.139,81250.509,66626.538,46631.636,45721.782,112668.604,36762.49,17732.096,34989.687,8649.245,67748.825,21365.09,5244.744,76.841]
[2001,859367.116,661649.219,255432.407,128404.566,80412.8,64407.25,53638.501,42157.149,130032.799,45227.998,19838.353,32878.966,9631.124,39155.464,25469.014,3060.62,76.993]
[2002,790992.023,579864.725,240764.829,105904.7,51511.661,56995.975,42052.642,35330.26,136756.485,42456.615,14246.766,39551.539,11507.678,35876.919,30282.295,8211.599,73.309]
[2003,804809.148,639452.847,250473.365,138869.336,63681.699,65884.599,40927.494,46779.859,100721.272,33672.32,11101.361,25395.501,11247.108,34156.221,28542.702,1936.107,79.454]
[2004,825790.253,645182.946,253849.008,145598.494,64973.89,64658.575,32831.63,45581.398,116286.655,38103.97,13784.953,32068.129,10896.955,42873.694,21446.958,0,78.129]
[2005,843203.071,689355.534,249336.548,150608.188,70767.442,79679.015,38798.935,53121.879,111936.75,37703.356,13037.156,31878.623,10557.933,34423.869,5363.286,2123.632,81.754]
[2006,888794.189,730843.217,261562.553,158865.265,75057.692,92620.021,36273.461,49870.982,110306.034,23359.023,12747.001,34652.456,13209.56,42814.135,4830.803,0,82.229]
[2007,872540.612,704020.428,249886.7,141887.052,85792.689,94030.583,14759.838,46087.705,131273.08,17603.047,12991.319,39101.261,9223.583,35557.468,1689.636,0,80.686]
[2008,864872.006,746457.56,262636.916,158108.522,73016.441,104592.786,16669.653,64401.918,108482.369,16308.473,11155.022,34498.524,10643.869,9932.078,0,0,86.308]
[2009,835084.879,705362.999,254799.303,114591.782,81437.16,100090.078,17506.81,53672.798,116379.223,20114.745,6270.644,34422.741,9596.47,11608.377,1734.281,0,84.466]
[2010,872415.127,713646.592,276787.113,105656.306,72604.623,103078.892,12152.482,64362.17,152353.71,29668.462,9032.258,31735.018,12667.894,4591.98,1822.845,0,81.801]
[2011,927044.383,807908.446,291348.299,87233.641,87184.341,117369.765,16714.942,93145.546,108402.485,21008.058,8961.433,15101.093,12324.283,2771.842,2795.992,5165.618,87.149]
[2012,947291.82,805970.81,303049.176,86535.627,56146.095,137647.364,8761.053,103825.46,88189.772,20588.164,4909.408,7722.858,9922.708,9232.594,314.076,43584.568,85.082]
[2013,915074.577,786812.632,286588.487,110809.347,48214.265,139853.14,3542.955,86089.899,97047.043,13241.981,5098.835,15992.09,7605.944,8096.31,328.772,22789.82,85.983]
[2014,927523.772,778922.657,292592.271,108472.019,44923.457,136545.805,6516.432,100126.784,88622.744,9079.926,4352.723,20861.451,5701.729,25300.769,10052.914,24624.688,83.979]
[2015,1026106.756,844636.603,305778.908,99835.444,42399.943,141855.919,2897.269,123228.318,106263.398,8474.747,2833.29,17693.56,4807.733,26690.53,23254.808,25261.417,82.315]
[2016,1078119.006,926200.693,324448.177,87742.858,111942.197,159272.619,16316.927,88149.965,72755.867,6411.776,1553.924,12049.432,3001.2,30495.884,30079.928,18586.633,85.909]
[2017,1118167.255,913445.808,319220.669,90970.58,147873.412,160368.016,3875.623,64934.252,97233.215,8624.415,3605.671,11678.867,2606.493,28188.535,44452.823,34846.875,81.691]
[2018,1116280.986,820993.684,323174.088,72030.035,58202.449,162005.081,1470.922,65980.453,122831.813,7007.811,2803.254,11092.013,3213.166,40901.059,95093.726,36460.704,73.547]
[2019,1071923.224,752563.682,296870.774,88810.896,33230.439,150586.799,360.129,64292.518,107942.994,2742.28,1556.307,7886.148,1872.594,19928.033,187735.078,3753.437,70.207]
[2020,980259.175,676408.933,325808.483,77562.698,0,129699.001,3906.549,59734.99,88493.253,350.748,1582.062,14563.905,1480.993,24548.642,173043.639,17764.709,69.003]
[2021,960146.636,574429.683,281773.745,56809.215,0,101720.732,6574.307,50610.126,113932.191,585.523,314.635,22008.948,0,32000.143,204188.001,35596.618,59.827]
[2022,1031282.986,695121.696,339567.002,85235.385,0,103656.478,3529.038,48211.86,91417.994,0,649.216,20668.173,580.675,27703.202,204603.669,12436.425,67.404]
[2023,1005769.723,723134.421,327603.491,109866.196,0,96195.292,4910.502,67782.348,69223.667,1031.761,1420.877,24581.211,0,16047.558,192407.835,4956.242,71.899]
["1. 중동 비중",{"$nulls":8},"1. Proportion of the Middle East."]
["자료 : 한국석유공사",{"$nulls":8},"Source : Korea National Oil Corporation."]

{"sheet":"Ⅳ-2-2","index":41,"n_rows":54,"n_cols":10,"rows_kept":54,"cut":false,"hidden":false,"merged":[[7,3,7,5],[7,6,7,8],[1,0,1,5],[1,6,1,9],[3,1,3,2],[3,3,3,5],[3,6,3,8],[5,1,5,2]],"flags":["formulas_cached_only"]}
["2. 원유 수급 Crude Oil Demand and Supply"]
["2-2. 원유 수입 가격 Costs of Crude Oil Imports "]
[]
[null,"수입량",null,"수입액 Import Costs",null,null,"수입 단가 Import Unit Prices",null,null,"수송비용 비중2"]
[null,null,null,"총액","수송비용1","본선인도가격","합계","수송비용1","본선인도가격"]
[null,"Import Volume",null,"Total ","Transport1","Free on Board(FOB)","Total ","Transport1","Free on Board(FOB)","Weight of Transport2"]
[null,null,null,"(A)","(C=A-B)","(B)","(D)","(D-E)","(E)","(C/A)"]
[null,"1,000 bbl","1,000 ㎘","1,000 USD",null,null,"USD/bbl",null,null,"%"]
[1981,182814.149,29064.525,6502498,266781.295,6235716.705,35.569,1.519,34.05,4.103]
[1982,178369.297,28357.864,6073554,219253.446,5854300.554,34.051,1.241,32.81,3.61]
[1983,192969.257,30679.024,5767996,217677.428,5550318.572,29.891,1.131,28.76,3.774]
[1984,199681.192,31746.115,5803155,216049.384,5587105.616,29.062,1.102,27.96,3.723]
[1985,198312.92,31528.581,5499593,210211.418,5289381.583,27.732,1.062,26.67,3.822]
[1986,230063.298,36576.383,3474558,215440.156,3259117.844,15.11,0.79,14.32,6.201]
[1987,216163.211,34366.492,3833507,174179.682,3659327.318,17.74,0.81,16.93,4.544]
[1988,261079.43,41507.452,3841196,215298.239,3625897.761,14.713,0.823,13.89,5.605]
[1989,296410.665,47124.553,4929174,242871.032,4686302.968,16.63,0.83,15.8,4.927]
[1990,308368.101,49025.594,6461664,297946.685,6163717.315,20.954,0.964,19.99,4.611]
[1991,399303.44,63482.858,7835450.686,427093.491,7408357.196,19.623,1.273,18.35,5.451]
[1992,509377.703,80982.905,9448896.818,384961.296,9063935.522,18.55,0.75,17.8,4.074]
[1993,560563.106,89120.565,9298248.13,436426.499,8861821.631,16.587,0.777,15.81,4.694]
[1994,573713.617,91211.286,8919438.181,406419.086,8513019.095,15.547,0.707,14.84,4.557]
[1995,624944.613,99356.23,10824509.553,514754.835,10309754.719,17.321,0.821,16.5,4.755]
[1996,721926.696,114774.795,14516825.707,682805.808,13834019.899,20.108,0.948,19.16,4.704]
[1997,873415.335,138859.065,17767556.922,930387.734,16837169.188,20.343,1.063,19.28,5.236]
[1998,819093.775,130222.805,11238878.181,800728.818,10438149.363,13.721,0.981,12.74,7.125]
[1999,874090.179,138966.354,14784286.392,685257.888,14099028.503,16.914,0.784,16.13,4.635]
[2000,893943.278,142122.679,25226819.405,1052965.963,24173853.441,28.22,1.18,27.04,4.174]
[2001,859367.115,136625.622,21368017.975,1107854.512,20260163.463,24.865,1.285,23.58,5.185]
[2002,790992.022,125755.076,19173386.186,708090.375,18465295.81,24.24,0.9,23.34,3.693]
[2003,804809.15,127951.778,23123105.086,1008945.958,22114159.128,28.731,1.251,27.48,4.363]
[2004,825790.254,131287.438,29873681.271,1390107.927,28483573.344,36.176,1.686,34.49,4.653]
[2005,843203.073,134055.797,42603658.361,1337868.925,41265789.436,50.526,1.586,48.94,3.14]
[2006,888794.189,141304.055,55846130.516,1556917.521,54289212.994,62.834,1.754,61.08,2.788]
[2007,872540.613,138719.997,60517382.447,1310452.345,59206930.101,69.358,1.498,67.86,2.165]
[2008,864872.007,137500.811,84995323.963,2125208.327,82870115.636,98.275,2.455,95.82,2.5]
[2009,835084.88,132765.135,50735145.235,1218139.263,49517005.972,60.754,1.454,59.3,2.401]
[2010,872415.128,138700.047,68683539.383,1400521.519,67283017.864,78.728,1.608,77.12,2.039]
[2011,927044.383,147385.224,100116991.066,1544820.051,98572171.015,107.996,1.996,106,1.543]
[2012,947291.82,150604.243,106843353.335,1631758.644,105211594.691,112.788,1.788,111,1.527]
[2013,915074.577,145482.217,99072427.573,1462899.307,97609528.265,108.267,1.267,107,1.477]
[2014,927523.771,147461.439,93906987.316,1532530.634,92374456.682,101.245,1.655,99.59,1.632]
[2015,1026106.756,163134.557,54679321.841,1790586.312,52888735.53,53.288,1.748,51.54,3.275]
[2016,1078119.005,171403.672,44289848.044,1628016.584,42661831.461,41.081,1.511,39.57,3.676]
[2017,1118167.255,177770.703,59660482.811,1616571.626,58043911.185,53.356,1.446,51.91,2.71]
[2018,1116280.986,177470.816,79790401.658,1676386.216,78114015.443,71.479,1.499,69.98,2.101]
[2019,1071923.224,170418.642,70222972.011,1962469.992,68260502.019,65.511,1.831,63.68,2.795]
[2020,980259.175,155845.525,44427432.237,2117755.719,42309676.519,45.322,2.162,43.16,4.767]
[2021,960146.636,152647.953,67690685.305,1609965.611,66080719.694,70.5,1.68,68.82,2.378]
[2022,1031282.986,163957.494,105378658.431,2252027.93,103126630.501,102.182,2.182,100,2.137]
[2023,1005769.723,159901.294,86442352.916,2397986.916,84044366,85.946,2.386,83.56,2.774]
["1. 총액-본선인도가격. 운송비와 보험료의 합",{"$nulls":5},"1. Total-Free on Board(FOB). Includes freight and insurance costs."]
["2. 수입 총액 중 수송비용의 비중",{"$nulls":5},"2. The proportion of transport costs in total imports."]
["자료 : 한국석유공사 ",{"$nulls":5},"Source : Korea National Oil Corporation. "]

{"sheet":"Ⅳ-2-3","index":42,"n_rows":52,"n_cols":18,"rows_kept":52,"cut":false,"hidden":false,"merged":[[50,0,50,9],[50,10,50,17],[51,0,51,9]],"flags":["formulas_cached_only"]}
["2. 원유 수급 Crude Oil Demand and Supply"]
["2-3. 국별 원유 수입 단가  Unit Prices of Crude Oil Imports by Country"]
[]
["단위: 배럴 당 달러",{"$nulls":16},"Unit : US dollars per barrel"]
[null,"평균","중동",{"$nulls":7},"아시아",{"$nulls":4},"아프리카","아메리카","유럽"]
[null,"Average","Middle East","사우디아라비아","아랍에미레이트","이란","쿠웨이트","오만","카타르","이라크","Asia ","인도네시아","말레이시아","호주","브루나이","Africa","America","Europe"]
[null,null,null,"Saudi Arabia","U.A.E","Iran","Kuwait","Oman","Qatar","Iraq",null,"Indonesia","Malaysia","Australia","Brunei"]
[1981,35.569,35.47,33.914,37.944,37.699,38.551,0,0,0,39.034,38.484,39.714,0,0,39.659,34.855,0]
[1982,34.05,33.662,34.345,32.501,30.833,34.155,0,0,0,36.013,36.484,34.994,0,34.941,36.025,33.836,0]
[1983,29.891,29.66,30.092,29.871,28.761,29.183,30.72,29.822,28.536,30.253,30.974,29.67,0,30.154,31.157,30.586,0]
[1984,29.062,28.9,29.379,29.922,27.628,28.643,29.824,30.064,0,29.371,29.288,29.312,30.45,29.658,29.623,29.229,0]
[1985,27.732,27.863,28.461,27.695,27.067,28.436,28.594,28.546,0,27.529,27.036,27.768,0,28.177,27.085,27.838,0]
[1986,15.103,14.526,14.811,14.847,13.731,14.288,15.864,12.798,12.123,14.985,14.903,15.067,13.33,15.075,18.329,16.711,0]
[1987,17.734,17.572,17.43,18.089,16.962,17.714,18.022,18.548,17.765,18.199,17.829,18.286,18.175,18.674,18.102,17.113,0]
[1988,14.713,14.536,14.669,14.638,14.275,14.441,14.613,15.863,13.654,15.374,15.672,15.548,15.694,15.688,14.776,14.468,0]
[1989,16.63,16.371,16.254,16.487,15.827,15.757,16.827,17.408,14.842,17.759,17.52,18.321,18.959,18.505,16.028,15.155,0]
[1990,20.954,20.751,23.81,20.846,20.967,16.289,21.241,20.573,15.32,22.488,23.376,22.134,19.208,23.964,18.257,17.717,0]
[1991,19.623,19.289,18.64,20.888,18.498,0,20.089,20.69,0,21.218,20.354,22.902,21.545,22.683,18.167,18.085,0]
[1992,18.55,18.207,17.761,19.472,17.184,17.523,18.966,20.193,0,20.11,19.513,21.301,0,21.456,17.807,18.15,0]
[1993,16.587,16.12,15.704,17.345,15.239,15.375,17.033,18.58,0,18.586,17.792,19.785,20.718,19.758,17.099,16.647,0]
[1994,15.547,15.298,15.12,16.041,14.721,14.394,15.725,17.619,0,16.603,15.984,17.657,17.037,17.803,15.897,15.787,0]
[1995,17.321,17.192,17.367,17.156,16.796,16.716,17.078,17.369,0,17.928,17.697,19.05,17.919,18.907,18.025,16.566,0]
[1996,20.108,19.867,20.029,20.001,18.982,19.279,20.222,20.836,0,21.416,21.111,22.853,22.572,22.803,20.724,19.468,0]
[1997,20.343,20.247,20.478,20.407,19.544,19.577,20.533,20.121,0,20.7,20.598,22.438,21.464,22.911,20.868,19.336,18.787]
[1998,13.721,13.589,13.771,14.033,13.406,12.607,13.517,14.005,13.195,13.979,13.851,14.868,14.362,15.029,14.797,12.942,13.748]
[1999,16.914,17.06,17.24,17.344,16.743,15.864,16.976,17.098,20.953,17.474,16.59,18.49,18.038,17.668,16.144,15.046,16.19]
[2000,28.22,27.972,28.058,28.774,26.856,27.467,26.894,28.879,28.478,29.667,28.895,30.445,29.864,30.044,29.169,25.462,28.567]
[2001,24.865,24.83,24.934,25.329,24.257,23.918,24.618,25.402,25.277,25.401,24.714,26.519,26.189,25.705,25.102,22.579,25.62]
[2002,24.24,24.181,24.256,24.77,23.694,23.539,23.87,24.567,23.193,24.881,24.137,25.568,25.044,24.391,24.183,22.151,25.682]
[2003,28.731,28.407,28.551,28.861,28.022,27.61,27.618,28.651,29.663,30.511,29.916,31.871,30.621,32.361,30.372,27.421,33.681]
[2004,36.176,35.52,35.814,36.775,34.302,33.911,34.375,36.064,35.755,39.992,38.262,42.453,41.29,44.276,37.357,32.858,0]
[2005,50.526,50.111,50.969,51.411,46.577,49.013,50.207,51.698,46.123,54.06,51.421,57.099,54.547,59.087,48.104,42.57,58.241]
[2006,62.834,62.451,62.899,64.532,60.633,60.446,61.588,63.995,60.292,64.883,61.015,71.065,63.967,70.42,64.974,54.945,0]
[2007,69.358,68.908,69.289,70.667,67.523,67.893,67.501,71.481,66.498,72.643,63.367,75.281,73.636,78.379,66.938,52.591,0]
[2008,98.275,98.227,98.558,102.781,95.384,93.33,98.354,97.767,100.589,98.619,95.245,109.92,94.426,107.254,98.155,0,0]
[2009,60.754,60.996,61.049,62.525,59.831,62.147,61.878,57.725,60.858,59.331,57.493,65.134,55.798,61.252,61.814,50.951,0]
[2010,78.728,78.557,79.015,79.665,77.348,78.082,78.551,78.764,77.512,79.703,80.242,81.064,78.418,80.982,73.925,76.156,0]
[2011,107.996,107.432,108.023,110.83,105.755,106.925,103.139,107.785,105.592,111.981,110.38,114.692,107.341,114.568,112.38,98.669,115.284]
[2012,112.788,112.301,112.606,115.147,113.645,111.53,110.617,111.845,109.998,114.446,114.543,117.034,110.18,120.197,119.653,98.881,117.085]
[2013,108.267,107.909,108.836,111.182,106.962,107.622,105.305,108.744,101.699,110.192,109.616,113.672,106.056,115.907,108.191,110.751,112.413]
[2014,101.245,101.033,101.026,104.828,100.298,98.788,103.231,103.623,96.399,102.007,99.128,103.19,97.892,107.542,101.81,94.31,107.443]
[2015,53.288,53.054,53.669,55.222,52.667,50.677,51.139,56.527,49.355,54.496,53.499,55.353,54.725,55.234,53.703,52.428,56.376]
[2016,41.081,40.817,41.518,43.677,40.678,39.963,39.067,43.931,36.678,44.471,41.309,49.035,43.064,41.943,44.505,37.313,41.416]
[2017,53.356,53.098,53.833,54.798,52.902,52.088,54.399,55.757,50.12,55.713,54.671,56.762,57.818,61.121,57.112,48.466,56.718]
[2018,71.479,70.982,71.778,74.233,66.045,70.109,67.217,74.683,68.804,73.802,73.95,74.754,75.515,72.189,74.113,70.299,74.95]
[2019,65.511,65.747,66.87,66.988,62.291,66.029,60.586,63.83,63.666,65.82,64.754,66.426,63.606,69.675,66.884,64.197,67.878]
[2020,45.322,44.092,44.181,47.876,0,41.907,51.165,42.795,44.299,46.692,40.801,45.825,40.413,58.77,52.21,48.751,42.415]
[2021,70.5,70.584,72.03,65.363,0,71.658,72.358,69.12,67.583,71.268,60.833,62.254,73.014,0,73.118,69.791,68.403]
[2022,102.182,102.243,102.423,106.855,0,101.93,116.728,102.136,97.934,102.068,0,104.659,107.442,121.177,106.171,101.104,108.464]
[2023,85.946,85.892,87.396,87.724,0,86.205,89.008,82.889,80.781,84.01,83.913,74.78,83,0,88.389,86.45,93.535]
["주: 운임 및 보험료 포함인도(CIF) 가격. ",{"$nulls":9},"Note: CIF(Cost, Insurance and Freight) prices."]
["자료 : 한국석유공사",{"$nulls":9},"Source : Korea National Oil Corporation. "]

{"sheet":"Ⅳ-2-4","index":43,"n_rows":51,"n_cols":7,"rows_kept":51,"cut":false,"hidden":false,"merged":[[3,2,3,4],[6,1,6,4]],"flags":["formulas_cached_only"]}
["2. 원유 수급 Crude Oil Demand and Supply"]
["2-4. 원유 처리 현황 Refinery Runs"]
[]
[null,"수입량\nImport Volume","처리량\nRefinery Runs",null,null,"정제능력\nRefining Capacities","가동률\nOperation Rate"]
[null,null,"연간","월평균","일평균"]
[null,null,"Annual","Monthly Average","Daily Average"]
[null,"1,000 bbl",null,null,null,"1,000 BPSD","%"]
[1981,182814,178322,14860.167,488.553,790,61.9]
[1982,178369,173044,14420.333,474.093,790,60]
[1983,192969,190643,15886.917,522.31,790,66.08]
[1984,199681,201937,16828.083,551.74,790,69.87]
[1985,198313,201131,16760.917,551.044,790,69.75]
[1986,230063,209729,17477.417,574.6,790,72.78]
[1987,216163,210914,17576.167,577.847,790,73.16]
[1988,261079,256420,21368.333,700.601,790,88.73]
[1989,296411,296722,24726.833,812.937,840,96.79]
[1990,308368.101,312044.791,26003.733,854.917,840,101.776]
[1991,399303.44,398030.135,33169.178,1090.494,1035,105.362]
[1992,509377.703,508619.253,42384.938,1389.67,1675,82.965]
[1993,560563.106,558537.106,46544.759,1530.239,1675,91.358]
[1994,573713.617,563818.617,46984.885,1544.709,1700,90.865]
[1995,624944.838,631266.366,52605.531,1729.497,1818,95.132]
[1996,721926.701,720130.683,60010.89,1967.57,2438,80.704]
[1997,873415.342,871985.922,72665.494,2389.003,2438,97.99]
[1998,819093.778,825895.232,68824.603,2262.727,2438,92.811]
[1999,874090.186,873299.089,72774.924,2392.6,2438,98.138]
[2000,893943.283,892223.826,74351.986,2444.449,2438,100.265]
[2001,859367.116,860165.789,71680.482,2356.619,2438,96.662]
[2002,790992.023,787289.55,65607.463,2156.958,2438,88.472]
[2003,804809.148,783517.641,65293.137,2146.624,2438,88.049]
[2004,825790.253,826967.412,68913.951,2259.474,2735,82.613]
[2005,843203.071,852544.25,71045.354,2335.738,2735,85.402]
[2006,888794.189,878416.964,73201.414,2406.622,2735,87.993]
[2007,872540.612,882408.569,73534.047,2417.558,2765,87.434]
[2008,864872.006,865679.769,72139.981,2365.245,2785,84.928]
[2009,835084.879,838418.666,69868.222,2297.037,2835,81.024]
[2010,872415.127,872262.933,72688.578,2389.761,2845,83.999]
[2011,927044.383,924446.645,77037.22,2532.731,2934,86.323]
[2012,947291.82,946045.858,78837.155,2584.825,2949,87.651]
[2013,915074.577,909538.985,75794.915,2491.888,2949,84.499]
[2014,927523.772,918376.717,76531.393,2516.101,3009,83.619]
[2015,1026106.756,1014956.88,84579.74,2780.704,3059,90.902]
[2016,1078119.006,1072233.585,89352.799,2929.6,3064,95.614]
[2017,1118167.255,1116614.254,93051.188,3059.217,3105,98.526]
[2018,1116280.986,1106316.958,92193.08,3031.005,3204,94.601]
[2019,1071923.224,1064217.234,88684.77,2915.664,3204,91.001]
[2020,980259.175,980378.502,81698.209,2678.63,3204,83.603]
[2021,960146.636,961383.65,80115.304,2633.928,3204,82.207]
[2022,1031282.986,1026102.401,85508.533,2811.239,3204,87.742]
[2023,1005769.723,1006625.906,83885.492,2757.879,3204,86.076]
["자료 : 한국석유공사          ",{"$nulls":5},"Source : Korea National Oil Corporation. "]

{"sheet":"Ⅳ-3","index":44,"n_rows":43,"n_cols":6,"rows_kept":43,"cut":false,"hidden":false,"merged":[[3,1,3,2],[3,3,3,5],[4,1,4,2],[4,3,4,5]],"flags":["formulas_cached_only"]}
["3. 석유정제 및 전환공정 투입 Petroleum Refining & Transformation Processes"]
[]
["단위: 천 배럴",{"$nulls":4},"Unit: Thousand barrels"]
[null,"석유 정제",null,"발전 및 열생산 투입1                                                  "]
[null,"Petroleum Refining",null," Power Generation & Others1"]
[null,"원유 및 정제원료 투입","석유제품 정제생산","발전전용","열병합","열전용"]
[null,"Petroleum Refining Inputs","Petroleum Refining Production","Eletricity-only","CHP","Heat-only"]
[1990,313972.949,300671.257,29720.1,0,0.2]
[1991,398876.514,403171.826,41460.892,0,1509.459]
[1992,510449.653,498178.929,51824.67,0,1513.936]
[1993,564547.797,532858.767,48725.4,0,2026.6]
[1994,576085.001,568034.404,55972.083,0,1655.573]
[1995,649293.366,630446.744,62201.2,0,2059.234]
[1996,734714.551,711090.888,63640.074,0,1982.956]
[1997,877440.459,877978.584,56960.361,0,2327.586]
[1998,833013.578,831685.607,21414.028,358.159,2420.198]
[1999,879466.461,882502.63,23277.323,462.152,3090.568]
[2000,897543.443,898150.175,32247.45,6280.932,2714.733]
[2001,869394.561,875424.833,35154.424,6374.539,3190.922]
[2002,809468.656,818579.964,30017.12,6386.174,3387.112]
[2003,794657.728,797438.06,30514.592,6109.892,3840.002]
[2004,832237.971,841987.229,24114.261,5756.275,4298.002]
[2005,860864.037,886181.168,21710.266,4013.103,4061.591]
[2006,881452.991,894250.223,23529.687,3643.947,3532.89]
[2007,882291.17,890883.047,25438.537,2737.221,3213.334]
[2008,863786.542,875161.328,13710.87,2054.27,2384.623]
[2009,835024.147,846060.172,19583.702,2229.141,2306.298]
[2010,869468.732,900247.147,18200.536,1766.61,2403.234]
[2011,926979.832,944587.016,13727.778,707.491,1709.194]
[2012,955612.814,978094.735,22222.417,176.04,1300.128]
[2013,922922.771,967179.626,22726.311,235.14,1273.98]
[2014,939156.038,988460.971,10433.236,592.247,1036.263]
[2015,1030108.814,1073059.143,12079.177,773.059,767.21]
[2016,1085609.907,1118794.075,18499.668,807.017,1250.533]
[2017,1153915.157,1185995.772,7041.644,1018.666,1184.223]
[2018,1175275.785,1207900.186,8016.315,590.667,1099.117]
[2019,1159007.559,1196344.724,5287.212,397.08,1711.395]
[2020,1089284.752,1112862.876,3376.985,449.14,1593.853]
[2021,1089068.497,1113421.883,3810.985,376.501,1773.224]
[2022,1155424.898,1189404.286,4055.982,967.151,1682.989]
[2023,1149565.654,1183018.557,2678.282,528.534,1387.908]
["1. 석유제품(프로판, 등유, B-C유 등)의 발전 및 열생산 투입량"]
["1. Power generation and heat production inputs of petroleum products."]

{"sheet":"Ⅳ-4","index":45,"n_rows":45,"n_cols":15,"rows_kept":45,"cut":false,"hidden":false,"merged":[[3,1,3,7],[3,8,3,14]],"flags":["formulas_cached_only"]}
["4. 석유제품 수급 Petroleum Products Overview"]
[]
["단위: 천 배럴",{"$nulls":13},"Unit: Thousand barrels"]
[null,"공급 Supply",{"$nulls":6},"소비 Consumption"]
[null,"수입","수출","국제해운벙커링","국제항공벙커링","재고변화","일차에너지공급1","정제생산","발전 및 열생산 투입","에너지산업 자체소비","최종소비"]
[{"$nulls":11},"산업",null,"수송","건물2"]
[{"$nulls":12},"석유화학원료"]
[null,"Imports","Exports","International Marine Bunkers","International Aviation Bunkers","Stock changes","TPES1","Petroleum Refining Production","Power Generatoin & Others","Energy Industry Own Use","TFC","Industry","Petrochemical Feedstock","Transport","Building2"]
[1990,101247.773,27183.938,18664.17,10135.844,-5166.141,40097.68,300671.257,29720.3,6176.619,298791.038,136088.435,17721.029,87423.65,75278.953]
[1991,110041.543,69743.702,26767.017,11012.693,-680.559,1837.572,403171.826,42970.351,6729.913,349916.328,160540.882,19968.239,98632.121,90743.325]
[1992,137011.15,91652.506,33625.123,13175.255,-5444.805,-6886.539,498178.929,53338.606,7482.104,420539.764,205166.613,77974.885,111880.909,103492.242]
[1993,167758.992,103492.948,35064.236,14547.952,-2678.871,11974.985,532858.767,50752,9799.256,471281.853,219822.753,91758.67,131569.1,119890]
[1994,190789.587,93131.597,40792.232,16338.76,-2418.138,38108.86,568034.404,57627.656,11135.066,533451.168,262170.617,140904.03,146564.3,124716.251]
[1995,205427.967,122629.535,47327.524,18484.344,-1283.653,15702.911,630446.744,64260.434,13729.727,558685.305,253190.604,121869.827,164991.528,140503.173]
[1996,215124.071,158329.139,57897.076,20199.635,-4844.114,-26145.893,711090.888,65623.03,12822.72,593950.57,267890.714,127306.425,176718.395,149341.461]
[1997,185810.894,231049.674,63614.332,21998.349,-5845.632,-136697.093,877978.584,59287.947,39540.095,641542.167,302761.98,146176.735,188657.635,150122.552]
[1998,175895.434,296681.878,65972.99,18197.329,2376.71,-202580.053,831685.607,24192.385,35503.742,565804.82,307892.609,172262.856,149551.16,108361.051]
[1999,184490.426,297898.781,72014.995,18834.377,3535.144,-200722.583,882502.63,26830.043,37093.829,615237.308,324459.032,194920.797,164075.573,126702.703]
[2000,204300.979,303722.588,66385.424,19880.137,-6860.71,-192547.88,898150.175,41243.115,36266.887,630544.435,334301.9,203171.334,183620.809,112621.726]
[2001,204756.986,292468.858,63681.981,20838.475,595.83,-171636.498,875424.833,44719.885,32992.035,625752.052,326851.397,202228.038,192873.941,106026.714]
[2002,228542.668,235566.638,61644.459,23536.153,5973.04,-86231.543,818579.964,39790.406,32288.693,646204.989,338473.16,214580.809,205298.854,102432.974]
[2003,219896.822,203342.616,66232.855,24726.792,1160.264,-73245.177,797438.06,40464.486,31978.579,648499.953,339475.262,226876.305,211798.108,97226.583]
[2004,195109.532,227305.882,68677.162,26357.194,-8213.171,-135443.877,841987.229,34168.538,32273.802,642486.117,345018.338,226791.94,212454.094,85013.685]
[2005,179353.801,262646.577,68549.715,27175.118,9518.119,-169499.489,886181.168,29784.96,32919.952,640864.322,349108.165,235256.674,215906.868,75849.289]
[2006,191560.128,278631.963,68736.717,22236.056,-3351.116,-181395.724,894250.223,30706.524,32837.982,650245.198,357381.932,245502.877,223715.808,69147.458]
[2007,209129.529,279658.717,63558.286,30941.884,2378.44,-162650.918,890883.047,31389.092,34043.221,664736.608,376103.895,266859.146,223823.436,64809.277]
[2008,224613.793,317869.657,60474.274,28234.365,4580.814,-177383.689,875161.328,18149.763,38290.769,641487.215,361751.63,263866.005,218940.266,60795.319]
[2009,267832.042,312653.896,54645.194,26889.177,3020.348,-123335.877,846060.172,24119.141,36934.811,660470.276,381380.815,283052.611,220470.89,58618.571]
[2010,276848.901,340597.206,57501.029,29935.257,-2767.19,-153951.781,900247.147,22370.38,33485.847,681595.231,397694.009,301198.155,223352.961,60548.261]
[2011,279260.184,394943.981,56609.745,30191.159,802.777,-201681.924,944587.016,16144.463,36232.953,685589.577,406386.837,313929.638,222534.967,56667.773]
[2012,309598.933,425573.7,54910.747,30208.94,-6691.893,-207786.347,978094.735,23698.585,38174.414,699878.718,419860.891,337948.915,227456.561,52561.266]
[2013,329205.163,429290.899,53651.126,31896.375,-1132.515,-186765.752,967179.626,24235.431,38480.804,703081.531,422641.384,346228.728,230690.728,49749.419]
[2014,326622.976,448822.413,54829.33,31972.881,-88.678,-209090.326,988460.971,12061.746,39214.194,709141.006,428460.4,355401.578,232807.175,47873.431]
[2015,307875.461,477425.301,60891.892,32881.658,-2046.836,-265370.226,1073059.143,13619.446,43816.179,734560.152,433576.506,364101.07,247511.373,53472.273]
[2016,334608.192,487716.435,68390.856,36732.704,2602.751,-255629.052,1118794.075,20557.218,46129.211,782758.299,469195.411,395999.577,257307.33,56255.558]
[2017,314487.095,509112.612,66090.932,37604.417,-1662.578,-299983.444,1185995.772,9244.533,40551.757,801275.418,487120.953,413429.518,257707.754,56446.711]
[2018,341628.298,531562.711,62672.349,39620.401,-10904.865,-303132.028,1207900.186,9706.099,41677.241,788210.358,478444.947,408941.489,256065.733,53699.678]
[2019,352147.063,522099.294,54280.532,40375.021,8062.932,-256544.852,1196344.724,7395.687,41759.208,796131.792,483878.336,412370.289,263188.707,49064.749]
[2020,347301.811,468528.57,65663.989,25203.55,1151.903,-210942.395,1112862.876,5419.978,41306.121,752268.797,462169.063,382655.688,245380.073,44719.661]
[2021,392317.082,446558.915,70042.193,19801.469,1109.28,-142976.215,1113421.883,5960.71,38311.546,809097.94,505835.87,417202.767,259040.678,44221.391]
[2022,367072.072,497019.723,77483.777,24851.124,48.349,-232234.203,1189404.286,6706.122,38981.226,798903.287,496939.439,412631.022,258008.375,43955.472]
[2023,372054.319,494403.771,72136.144,40267.861,-6174.319,-240927.776,1183018.557,4594.725,39205.105,766181.524,473704.113,386144.666,250712.458,41764.953]
["1. 수출이나 국제벙커링이 수입이나 재고변화로 인한 공급 보다 큰 경우 일차에너지공급은 음수로 표시됨",{"$nulls":7},"1. TPES is negative if exports and international bunkers are greater that imports and supply from inventory changes"]
["2. 가정, 상업, 공공부문 합계",{"$nulls":7},"2. Sum of residential, commercial and public sector"]
["자료: 한국석유공사-PEDSIS",{"$nulls":7},"Source: Korea National Oil Corporation-PEDSIS"]

{"sheet":"Ⅳ-4-1","index":46,"n_rows":41,"n_cols":14,"rows_kept":41,"cut":false,"hidden":false,"merged":[],"flags":["formulas_cached_only"]}
["4. 석유제품 수급 Petroleum Products Overview"]
["4-1. 석유제품 수입 Petroleum Imports"]
[]
["단위: 천 배럴",{"$nulls":12},"Unit: Thousand barrels"]
[null,"합계","프로판","부탄","휘발유","항공유","등유","경유","중유","납사","용제","윤활유","아스팔트","기타"]
[null,"Total","Propane ","Butane","Gasoline","Air Fuel","Kerosene","Diesel","Fuel Oil","Naphtha","White spirit & SBP","Lubricants","Bitumen","Others"]
[1990,101247.773,22126.742,4997.537,0,5.775,17464.704,13585.732,27658.036,15409.247,0,0,0,0]
[1991,110041.543,25351.067,4950.004,0,9.03,9771.04,10803.484,34209.227,24861.746,0,0,85.945,0]
[1992,137011.15,30932.563,8698.007,0,0,8985.535,5781.279,34270.945,47947.971,0,0,394.85,0]
[1993,167758.992,34269.425,11209.241,0,0,16015.803,11226.46,32624.435,62413.628,0,0,0,0]
[1994,190789.587,37950.183,10644.83,0,0,17087.102,17435.303,35486.299,72167.426,0,0,18.444,0]
[1995,205427.967,43359.567,9741.858,0,115.241,23360.892,32189.817,24823.668,71836.924,0,0,0,0]
[1996,215124.071,44097.385,11051.642,0,4408.064,27679.273,18540.272,29142.992,80204.443,0,0,0,0]
[1997,185810.894,46753.838,10476.17,0,3582.006,15768.866,3133.761,26756.527,79325.504,0,14.222,0,0]
[1998,175895.434,39661.58,9482.238,215.31,1209.72,5102.726,2197.59,12926.216,105100.054,0,0,0,0]
[1999,184490.426,45771.77,11887.092,389.755,3827.843,2687.159,2311.07,16496.823,101118.914,0,0,0,0]
[2000,204300.979,40209.147,15553.51,740.464,1695.507,6870.067,2818.286,25106.875,111282.929,0,0,24.194,0]
[2001,204756.986,32177.48,15884.964,2107.739,338.649,5310.181,6681.021,22317.612,119738.119,0,0,201.221,0]
[2002,228542.668,37844.26,18371.302,4031.913,2781.453,6916.755,12928.283,23699.583,121911.942,0,0,57.177,0]
[2003,219896.822,35324.624,15476.347,2061.141,3459.474,6623.913,11140.835,13829.422,131981.066,0,0,0,0]
[2004,195109.532,32700.853,15183.048,1218.127,215.205,1709.803,4289.985,8285.118,131367.846,0,0,139.547,0]
[2005,179353.801,32469.345,17220.024,78.171,1.072,360.48,1911.548,4020.818,123292.344,0,0,0,0]
[2006,191560.128,32061.696,21941.146,0,2.729,259.293,1581.836,8749.407,126964.021,0,0,0,0]
[2007,209129.529,32690.933,25481.216,0,2.206,514.188,765.499,5909.589,143765.898,0,0,0,0]
[2008,224613.793,31074.391,31966.688,0,251.494,378.925,369.211,7192.486,153380.598,0,0,0,0]
[2009,267832.042,32398.527,33791.765,0,2.479,67.581,835.937,19857.856,180840.152,0,37.745,0,0]
[2010,276848.901,35221.199,34408.06,0,5.589,330.703,758.082,17478.172,188599.759,0,47.337,0,0]
[2011,279260.184,38560.937,35378.655,0,15.872,417.281,950.346,15392.187,188507.403,0,37.503,0,0]
[2012,309598.933,36915.931,33030.272,83.946,18.333,151.434,4782.935,27145.925,207444.225,0,25.932,0,0]
[2013,329205.163,32178.69,33789.551,1717.56,17.485,97.829,8597.075,44281.084,208297.14,15.842,0,0,212.907]
[2014,326622.976,32266.339,31266.531,0,6.274,132.872,5152.378,52006.158,205726.427,23.252,42.745,0,0]
[2015,307875.461,36434.812,26276.976,386.656,4.143,10.669,266.834,46737.24,197616.828,6.328,103.862,31.112,0.001]
[2016,334608.192,56436.956,26833.564,1391.389,6.542,17.779,198.334,47227.697,202223.545,8.351,24.073,0,239.962]
[2017,314487.095,55154.911,18124.329,1127.207,3.072,36.573,235.582,40091.081,199632.073,4.275,0,0,77.992]
[2018,341628.298,59549.47,19775.974,174.175,2.597,0.708,236.976,42915.351,218813.502,9.335,11.205,64.895,74.11]
[2019,352147.063,74600.026,19492.584,130.308,3.318,35.312,137.622,31585.023,226088.046,3.062,34.568,0,37.194]
[2020,347301.811,80930.196,20234.814,0.143,4.779,80.252,19.053,29626.498,215927.345,7.538,40.897,430.295,0.001]
[2021,392317.082,76362.805,20535.252,298.835,5.394,215.715,0.112,37238.588,253313.121,2.114,992.591,3352.557,0]
[2022,367072.072,85845.332,21227.066,85.514,2.467,37.722,299.79,20800.484,236608.101,9.309,1605.05,551.237,0]
[2023,372054.319,77615.852,20785.727,803.632,304.211,22.015,0,31512.136,239950.845,0.281,967.881,53.914,37.827]
["자료: 한국석유공사-PEDSIS",{"$nulls":6},"Source: Korea National Oil Corporation-PEDSIS"]

{"sheet":"Ⅳ-4-2","index":47,"n_rows":41,"n_cols":14,"rows_kept":41,"cut":false,"hidden":false,"merged":[[2,1,2,10],[2,11,2,13]],"flags":["formulas_cached_only"]}
["4. 석유제품 수급 Petroleum Products Overview"]
["4-2. 석유제품 수출 Ptroleum Exports"]
[]
["단위: 천 배럴",{"$nulls":12},"Unit: Thousand barrels"]
[null,"합계","프로판","부탄","휘발유","항공유","등유","경유","중유","납사","용제","윤활유","아스팔트","기타"]
[null,"Total","Propane ","Butane","Gasoline","Air Fuel","Kerosene","Diesel","Fuel Oil","Naphtha","White spirit & SBP","Lubricants","Bitumen","Others"]
[1990,27183.938,592.937,504.698,30.032,0,96.729,10452.849,12090.854,3325.102,61.445,0,29.292,0]
[1991,69743.702,655.633,687.051,992.411,3130.527,0,20661.136,37925.269,5625.16,45.834,0,20.681,0]
[1992,91652.506,218.115,436.761,118.969,7543.103,3.206,27123.598,50707.813,5429.626,52.188,0,19.127,0]
[1993,103492.948,524.693,811.378,520.311,5576.127,5.405,35709.269,49692.98,10327.734,14.802,0,310.249,0]
[1994,93131.597,596.013,741.871,567.981,6167.685,465.298,34310.061,40082.083,9147.547,8.379,0,1044.679,0]
[1995,122629.535,1766.483,1144.818,441.707,13435.084,563.552,42442.797,40238.412,21336.771,0,0,1259.911,0]
[1996,158329.139,2059.881,1451.442,2545.773,19670.03,2912.61,54208.421,43075.205,30770.757,0,0,1635.02,0]
[1997,231049.674,2990.664,1565.844,10169.138,19942.002,10250.406,93710.688,50241.949,36941.654,0,715.014,3318.208,1204.107]
[1998,296681.878,6913.081,3570.645,15611.045,42763.768,6949.477,109237.978,60239.922,44848.259,17.474,1331.228,2859.586,2339.415]
[1999,297898.781,8707.569,4941.12,11274.095,34333.496,14985.815,88352.718,82374.519,46217.557,28.015,1510.919,2914.556,2258.402]
[2000,303722.588,5286.568,2843.986,14869.354,37674.648,19873.664,96675.275,72157.312,48849.345,0,8.213,3183.614,2300.609]
[2001,292468.858,2383.778,2436.408,16166.467,39500.218,18005.875,90440.309,67010.919,51227.599,0,0,3366.483,1930.802]
[2002,235566.638,1589.14,1293.248,15525.495,42006.432,10204.911,76234.725,35025.492,44942.951,0,0,7060.487,1683.757]
[2003,203342.616,1740.141,1153.835,13537.818,27657.823,13143.833,60817.133,45835.459,30970.307,0,0.17,6695.353,1790.744]
[2004,227305.882,509.887,453.649,18322.907,45508.219,7693.288,68038.467,45538.775,31157.237,0,30.207,7725.396,2327.85]
[2005,262646.577,295.377,418.877,14515.252,54533.188,4454.849,85889.85,56065.487,25793.123,0.2,9376.832,9181.181,2122.361]
[2006,278631.963,393.114,369.332,19927.481,62398.972,4762.908,91520.407,58266.426,27991.37,0,0,10249.829,2752.124]
[2007,279658.717,328.681,203.506,15336.063,72349.651,1249.51,102974.116,42699.38,29423.066,0,0,13008.841,2085.903]
[2008,317869.657,257.532,114.588,30910.989,76869.107,2396.23,130935.54,35351.63,22915.026,0,0,15651.028,2467.987]
[2009,312653.896,124.91,0.592,40186.86,69818.926,5425.326,125473.655,25813.502,26569.074,0,7.897,15854.151,3379.003]
[2010,340597.206,910.042,0.781,39337.655,71448.926,6461.742,130761.005,25883.896,32111.444,11804.873,0,18530.841,3346.001]
[2011,394943.981,741.7,162.876,53519.092,81239.123,8959.893,159180.631,34486.056,35386.454,0,216.901,14297.436,6753.819]
[2012,425573.7,1563.434,221.611,63492.16,91539.283,7582.106,176464.47,28428.008,33286.783,0,419.167,14170.993,8405.685]
[2013,429290.899,821.16,36.294,64013.363,89534.348,6685.494,163759.196,22433.861,39551.577,952.056,14492.648,18112.941,8897.961]
[2014,448822.413,1048.637,299.4,73327.175,93840.261,4437.555,174142.151,13810.369,35362.961,1177.119,17876.76,22971.573,10528.452]
[2015,477425.301,804.069,439.074,79293.355,107272.387,3769.101,171998.996,10965.237,47838.745,1206.221,16087.32,26886.726,10864.07]
[2016,487716.435,1450.233,416.898,76258.284,111377.526,2064.815,175032.388,13512.036,49763.151,1170.45,15231.665,28478.096,12960.893]
[2017,509112.612,1929.613,483.453,82217.164,121202.997,5265.769,176154.384,16657.402,44193.527,1758.423,16886.33,29688.868,12674.682]
[2018,531562.711,3897.511,1044.361,87894.631,115417.254,6530.143,190711.513,26345.123,43563.59,1412.28,18664.15,24007.91,12074.245]
[2019,522099.294,5126.199,681.112,87872.273,114850.48,4171.492,195231.135,17489.899,47382.448,1260.109,15914.805,20808.442,11310.9]
[2020,468528.57,5825.637,218.079,74146.965,82247.65,6396.542,200098.606,13261.562,36680.45,2018.491,17420.684,19785.032,10428.872]
[2021,446558.915,2850.195,405.555,98370.357,65464.744,7877.959,180870.579,8829.175,31202.59,1382.54,23320.849,14977.702,11006.67]
[2022,497019.723,606.565,96.112,100335.18,85771.905,5013.928,203530.455,12776.267,33944.309,1101.777,25412.307,13810.986,14619.932]
[2023,494403.771,351.62,256.967,101997.491,92804.605,3993.362,196509.154,6165.174,39861.103,1209.015,24607.067,12200.3,14447.913]
["자료: 한국석유공사-PEDSIS",{"$nulls":6},"Source: Korea National Oil Corporation-PEDSIS"]

{"sheet":"Ⅳ-4-3","index":48,"n_rows":41,"n_cols":14,"rows_kept":41,"cut":false,"hidden":false,"merged":[[2,1,2,10],[2,11,2,13]],"flags":["formulas_cached_only"]}
["4. 석유제품 수급 Petroleum Products Overview"]
["4-3. 석유제품 정제생산 Petroleum Refining Production"]
[]
["단위: 천 배럴",{"$nulls":12},"Unit: Thousand barrels"]
[null,"합계","프로판","부탄","휘발유","항공유","등유","경유","중유","납사","용제","윤활유","아스팔트","기타"]
[null,"Total","Propane ","Butane","Gasoline","Air Fuel","Kerosene","Diesel","Fuel Oil","Naphtha","White spirit & SBP","Lubricants","Bitumen","Others"]
[1990,300671.257,3345.257,8811.865,23984.691,16405.007,13600.007,95009.514,102704.953,31150.744,531.245,0,5127.974,0]
[1991,403171.826,4314.023,9672.976,29874.296,18695.95,13770.634,127080.498,147943.176,44543.966,403.561,0,6872.745,0.001]
[1992,498178.929,5652.68,9815.582,35421.674,21034.024,29186.153,153716.759,178971.791,54253.291,451.724,0,9675.25,0.001]
[1993,532858.767,4879.692,9523.002,44736.845,20229.894,31873.839,168232.927,188587.024,54774.617,429.059,0,9591.868,0]
[1994,568034.404,2788.007,8065.744,49521.306,26195.956,30925.912,166155.254,190926.799,82312.873,695.479,0,10447.074,0]
[1995,630446.744,4506.324,11510.499,60445.247,34980.913,40852.426,181388.881,208597.409,76619.887,736.287,0,10808.872,0]
[1996,711090.888,5715.066,10954.17,71083.226,38862.486,51235.31,215451.578,214254.667,90629.67,671.364,0,12233.351,0]
[1997,877978.584,6724.609,13936.011,82300.204,42398.512,76329.492,264509.433,238153.184,112554.158,796.526,4443.868,15042.201,20790.386]
[1998,831685.607,8429.281,18669.658,76111.068,63826.415,65574.193,232803.596,207206.795,119287.207,621.92,4287.31,12818.553,22049.611]
[1999,882502.63,9377.493,21650.627,75207.152,53035.964,90380.03,219311.27,240188.096,133315.037,779.954,4471.943,13181.203,21603.861]
[2000,898150.175,10904.593,25043.735,76335.803,59568.388,87823.741,228203.619,230510.29,142054.05,0,765.255,13581.875,23358.826]
[2001,875424.833,10406.741,28927.546,76502.339,65250.953,75524.74,218942.536,225792.071,135983.166,0,890.718,14412.093,22791.93]
[2002,818579.964,9625.805,30834.805,76744.142,67733.649,62720.794,205437.335,189808.209,133103.31,0,1393.01,18207.909,22970.996]
[2003,797438.06,10525.553,29793.687,71384.695,55020.338,64500.387,200643.796,204383.948,116501.454,0,2666.284,17333.793,24684.125]
[2004,841987.229,11033.038,30194.485,74969.106,76643.621,50535.457,215217.294,202451.086,131886.035,0,3997.946,19160.889,25898.272]
[2005,886181.168,11181.659,28887.241,73876.508,84904.437,45270.749,229813.274,211249.243,138131.477,4457.588,14162.856,19855.772,24390.364]
[2006,894250.223,11209.005,26973.373,80615.859,95489.533,41219.889,236328.733,207785.986,142343.141,0,5119.532,21079.142,26086.03]
[2007,890883.047,10226.593,25999.616,78375.178,105699.041,30020.951,250438.416,185082.792,149629.843,0,4890.471,24372.701,26147.445]
[2008,875161.328,12967.609,23218.013,93710.015,107675.108,31846.464,267799.576,151959.337,124343.633,0,3930.256,26000.06,31711.257]
[2009,846060.172,15274.394,21127.539,106614.673,102664.457,33347.918,258387.264,126245.646,116317.059,0,5110.3,28007.844,32963.078]
[2010,900247.147,17148.924,18282.192,108920.934,105457.511,39176.144,267195.503,125490.608,133949.504,16130.278,5067.862,29283.848,34143.839]
[2011,944587.016,10992.045,14206.647,122472.959,118137.26,35813.036,292884.605,124721.854,149303.732,0,3961.961,24178.61,47914.307]
[2012,978094.735,12543.618,13797.787,136489.793,130697.115,32624.622,309771.784,102477.492,157199.081,0,4100.434,24869.228,53523.781]
[2013,967179.626,11373.446,14404.733,134757.882,129989.545,28204.444,299242.175,81718.077,160124.861,3846.101,18287.257,28914.702,56316.403]
[2014,988460.971,11467.437,17559.878,145127.246,135208.38,23096.546,315055.585,55781.05,166557.07,3430.276,21576.168,32146.035,61455.3]
[2015,1073059.143,11135.066,18935.022,156999.167,151720.262,24957.874,334360.296,58921.348,196028.111,3066.808,20100.817,37173.375,59660.997]
[2016,1118794.075,8127.494,18142.348,154036.067,160737.859,25687.917,339998.471,72756.467,213617.249,3187.029,19504.302,40507.944,62490.928]
[2017,1185995.772,10508.942,23421.989,160624.186,174005.957,25605.688,347166.938,70065.481,249148.166,4551.378,22171.147,41476.085,57249.815]
[2018,1207900.186,9126.817,24199.874,169511.453,170997.518,26828.758,360752.024,70666.987,248724.077,4225.03,23748.088,35908.205,63211.355]
[2019,1196344.724,6832.502,22215.5,170279.763,170766.399,21484.745,367539.879,59491.552,254353.057,4373.84,20874.205,31219.064,66914.218]
[2020,1112862.876,4712.683,19105.355,151393.453,112581.507,44371.897,351861.087,77275.545,224925.418,6428.883,22788.861,25944.685,71473.502]
[2021,1113421.883,6706.307,17735.325,178751.077,97182.216,53657.038,337745.397,77511.795,214883.284,4169.123,32442.964,16159.368,76477.989]
[2022,1189404.286,2223.964,17488.088,183837.596,122855.334,47659.211,363453.953,93575.42,224504.15,3381.913,33919.162,17487.363,79018.132]
[2023,1183018.557,3886.676,17935.615,188916.166,139253.516,46318.025,351797.615,78914.003,222856.456,3516.183,32253.844,18046.238,79324.221]
["자료: 한국석유공사-PEDSIS",{"$nulls":6},"Source: Korea National Oil Corporation-PEDSIS"]

{"sheet":"Ⅳ-4-4","index":49,"n_rows":42,"n_cols":14,"rows_kept":42,"cut":false,"hidden":false,"merged":[[2,1,2,10],[2,11,2,13]],"flags":["formulas_cached_only"]}
["4. 석유제품 수급 Petroleum Products Overview"]
["4-4. 소비  Petroleum Cosumption"]
[]
["단위: 천 배럴",{"$nulls":12},"Unit: Thousand barrels"]
[null,"합계","프로판","부탄","휘발유","항공유","등유","경유","중유","납사","용제","윤활유","아스팔트","기타"]
[null,"Total","Propane ","Butane","Gasoline","Air Fuel","Kerosene","Diesel","Fuel Oil","Naphtha","White spirit & SBP","Lubricants","Bitumen","Others"]
[1990,298791.038,21168.365,12103.324,23672.251,6724.609,23683.95,94104.307,68699.58,43064.654,457.5,0,5112.5,0]
[1991,349916.328,24762.447,13570.423,28706.113,5937.216,25464.991,110619.5,76612.41,56866.501,361.603,0,7015.123,0.001]
[1992,420539.764,28562.642,18458.247,35235.084,2941.183,34077.378,121486.835,83929.098,85528.206,349.363,0,9971.727,0.001]
[1993,471281.853,30469.003,19680.11,42492.8,2738.2,43130.405,134126.819,91499.271,97692.046,0,0,9453.2,0]
[1994,533451.168,31632.223,21118.151,51088.15,2758.841,47741.2,142732.176,98314.944,127970.177,679.651,0,9415.655,0]
[1995,558685.305,33456.875,19902.557,59382.039,2960.745,62522.253,155423.291,95005.898,119774.999,732.768,0,9523.881,0]
[1996,593950.57,35583.014,20670.915,67971.051,3355.45,73507.706,159718.981,92979.546,128774.515,663.839,0,10725.553,0]
[1997,641542.167,39873.823,21999.248,71355.44,3031.249,83124.717,156016.349,93039.542,152960.391,784.511,3739.651,11957.8,3659.446]
[1998,565804.82,37502.554,24211.146,61088.758,2974.231,60348.942,115875.94,67156.27,179073.979,577.603,2820.849,9851.18,4323.368]
[1999,615237.308,41636.396,29390.308,63878.925,3128.065,75802.943,122005.759,72416.461,189100.777,735.012,3167.966,10295.688,3679.008]
[2000,630544.435,42829.795,37339.657,62382.063,2627.787,68918.304,126367.104,68294.896,202634.446,736.284,3795.229,10288.852,4330.018]
[2001,625752.052,38618.817,42544.806,62703.954,4168.301,61800.594,129549.281,64460.881,201550.982,793.51,3570.133,11033.029,4957.764]
[2002,646204.989,41907.885,45932.845,64076.302,3482.109,58918.666,135322.269,64362.438,210761.71,1271.17,3827.313,10349.815,5992.467]
[2003,648499.953,38727.992,47294.84,60477.341,4895.059,52740.181,141240.373,60259.681,218881.051,2703.367,4079.278,10550.143,6650.647]
[2004,642486.117,35815.74,49705.326,58147.659,4753.429,43872.218,141733.203,54912.364,226788.589,3894.353,4332.905,11668.496,6861.835]
[2005,640864.322,36078.435,50909.613,60390.883,4796.533,36529.177,139787.476,51519.202,234408.613,4300.692,5098.209,10750.691,6294.798]
[2006,650245.198,36458.351,53596.391,59870.906,10685.535,31838.505,140325.607,47737.375,243266.949,4752.035,3680.552,10812.699,7220.293]
[2007,664736.608,36799.514,56736.109,62497.717,3700.087,26601.105,142399.627,44431.52,266283.107,3878.823,3693.442,10889.37,6826.187]
[2008,641487.215,34735.189,62042.214,62932.649,5229.442,27935.33,131295.765,37502.852,254818.333,3328.977,4504.073,9927.355,7235.036]
[2009,660470.276,38485.348,62345.879,65865.925,6119.725,26095.775,128901.738,33044.754,272111.615,3198.704,4899.972,12484.476,6916.365]
[2010,681595.231,39129.821,58276.153,68926.12,6187.696,29540.704,130479.29,30578.639,289884.955,4297.497,5238.189,11115.009,7941.158]
[2011,685589.577,36551.644,54808.404,69570.82,7401.421,25973.983,129838.925,25819.776,303306.152,2876.98,3409.152,10412.711,15619.609]
[2012,699878.718,33644.484,52615.338,71761.935,9622.598,22562.929,131917.01,19234.566,328403.329,1268.014,3452.036,10152.274,15244.205]
[2013,703081.531,34333.75,54230.808,73406.758,8735.227,19238.314,138476.572,13327.772,327805.98,730.888,3388.463,10676.947,18730.052]
[2014,709141.006,33492.673,52429.985,73471.288,11356.244,15956.488,140824.479,11540.66,335886.164,1000.502,3636.064,9292.862,20253.597]
[2015,734560.152,38569.96,47232.974,76565.59,13056.502,16861.289,151749.581,12817.086,346570.491,1388.21,3944.795,10194.714,15608.96]
[2016,782758.299,54485.647,47257.082,78925.958,12673.07,19245.381,161182.85,12666.773,362867.949,1633.001,3999.669,11460.625,16360.294]
[2017,801275.418,54610.515,43376.489,79616.457,13370.187,18728.606,163026.186,11058.77,384242.486,1741.719,4893.148,11636.888,14973.967]
[2018,788210.358,55972.163,44471.714,79682.945,13724.386,18510.59,160315.824,9986.527,372558.87,1614.037,4675.31,10658.417,16039.575]
[2019,796131.792,67839.643,43096.261,82749.649,13119.525,16668.013,163780.713,8402.028,365442.815,1728.065,4763.613,10540.457,18001.01]
[2020,752268.797,70643.764,38456.08,80964.633,7793.331,16830.546,155041.853,6832.62,333938.422,2153.936,4592.674,10053.784,24967.154]
[2021,809097.94,72524.24,36708.782,84873.372,15530.858,16489.556,156318.319,6404.666,369917.54,1585.09,8030.263,9449.614,31265.64]
[2022,798903.287,78163.16,37088.142,88367.654,15606.345,15446.449,151782.647,6697.257,355983.876,1403.405,7594.218,8382.917,32387.217]
[2023,766181.524,70558.01,37002.866,90361.126,9519.304,13122.96,150422.913,6884.841,337783.974,1620.009,8242.982,9076.773,31585.765]
["주: 최종소비",{"$nulls":6},"Note: Total final consumption"]
["자료: 한국석유공사-PEDSIS",{"$nulls":6},"Source: Korea National Oil Corporation-PEDSIS"]

{"sheet":"Ⅳ-4-4-1","index":50,"n_rows":46,"n_cols":13,"rows_kept":46,"cut":false,"hidden":false,"merged":[[5,1,5,5],[5,6,5,12]],"flags":["formulas_cached_only"]}
["4. 석유제품 수급 Petroleum Products Overview",{"$nulls":7}," "]
["4-4. 소비  Petroleum Cosumption"]
["4-4-1. 프로판  Propane"]
[]
["단위: 천 배럴",{"$nulls":11},"Unit: Thousand barrels"]
[null,"공급 Supply",{"$nulls":4},"소비 Consumption"]
[null,"수입","수출","재고변화","일차에너지공급","정제생산","발전 및 열생산 투입","에너지산업자체소비","최종소비"]
[{"$nulls":9},"산업",null,"수송","건물1"]
[{"$nulls":10},"석유화학원료"]
[null,"Imports","Exports","Stock changes","TPES","Petroleum Products","Power Generatoin & Others","Transformation own use","TFC","Industry","Petrochemical Feedstock","Transport","Building1"]
[1990,22126.742,592.937,-1038.404,20494.601,3345.257,0,2703.796,21168.365,1325.76,0,153.1,19689.505]
[1991,25351.067,655.633,647.662,25343.038,4314.023,0.828,4765.24,24762.447,2189.47,145.92,91.716,22481.261]
[1992,30932.563,218.115,-678.272,30036.118,5652.68,4.482,6598.738,28562.642,3500.399,1570.608,106.973,24955.27]
[1993,34269.425,524.693,830.79,34575.422,4879.692,0,8897.96,30469.003,3466.103,1579.872,54.6,26948.3]
[1994,37950.183,596.013,246.097,37600.232,2788.007,0,10280.709,31632.223,5139.143,2294.92,117.847,26375.233]
[1995,43359.567,1766.483,297.829,41890.868,4506.324,0,12773.38,33456.875,6000.563,2083.179,145.036,27311.276]
[1996,44097.385,2059.881,-17.671,42007.099,5715.066,0,11936.558,35583.014,6557.091,2214.426,51.072,28974.851]
[1997,46753.838,2990.664,-2473.674,41277.01,6724.609,0,7980.734,39873.823,10908.893,4779.19,102.371,28862.559]
[1998,39661.58,6913.081,716.746,33465.233,8429.281,0.25,4290.601,37502.554,11733.396,6894.264,196.009,25573.149]
[1999,45771.77,8707.569,-23.64,37026.712,9377.493,2.809,4606.407,41636.396,13707.876,6428.973,176.883,27751.637]
[2000,40209.147,5286.568,353.558,35276.027,10904.593,0,3253.559,42829.795,12918.26,7101.645,76.437,29835.098]
[2001,32177.48,2383.778,512.093,30305.795,10406.741,0,238.37,38618.817,9485.564,4965.974,31.451,29101.802]
[2002,37844.26,1589.14,-1148.223,35103.147,9625.805,0.604,191.529,41907.885,12056.241,7508.027,104.73,29746.914]
[2003,35324.624,1740.141,-752.888,32828.819,10525.553,0.569,163.299,38727.992,11005.748,7079.663,97.135,27625.109]
[2004,32700.853,509.887,-650.813,31537.601,11033.038,0.499,158.008,35815.74,11175.997,7753.86,86.553,24553.19]
[2005,32469.345,295.377,762.626,32936.48,11181.659,4.468,500.917,36078.435,13358.346,7655.627,6.444,22713.645]
[2006,32061.696,393.114,-123.958,31544.624,11209.005,4.079,386.934,36458.351,13986.322,8046.646,6.259,22465.77]
[2007,32690.933,328.681,1433.797,33796.049,10226.593,2.267,719.378,36799.514,14656.716,8218.982,5.657,22137.141]
[2008,31074.391,257.532,388.011,31204.87,12967.609,1.861,568.28,34735.189,15220.135,8715.137,25.069,19489.985]
[2009,32398.527,124.91,188.352,32461.969,15274.394,8.857,841.508,38485.348,18729.955,12551.504,9.956,19745.437]
[2010,35221.199,910.042,-67.536,34243.621,17148.924,1.518,855.897,39129.821,19893.114,12517.163,11.554,19225.153]
[2011,38560.937,741.7,-256.537,37562.7,10992.045,1.466,758.501,36551.644,18239.195,11351.88,11.745,18300.704]
[2012,36915.931,1563.434,236.668,35589.165,12543.618,1.09,1151.738,33644.484,16489.538,9032.661,15.14,17139.806]
[2013,32178.69,821.16,445.103,31802.633,11373.446,0.849,957.907,34333.75,17054.984,10823.954,28.37,17250.396]
[2014,32266.339,1048.637,-1866.742,29350.96,11467.437,0.801,616.22,33492.673,17724.614,11387.197,16.309,15751.75]
[2015,36434.812,804.069,716.316,36347.007,11135.066,1.089,1572.582,38569.96,21767.593,14073.151,28.349,16774.019]
[2016,56436.956,1450.233,-46.751,54939.914,8127.494,1.212,1765.699,54485.647,36515.615,27561.165,31.051,17938.981]
[2017,55154.911,1929.613,-201.103,53024.098,10508.942,404.841,1764.229,54610.515,37456.872,25335.139,16.332,17137.311]
[2018,59549.47,3897.511,-816.846,54835.019,9126.817,258.367,1155.284,55972.163,38409.727,29240.293,16.387,17546.05]
[2019,74600.026,5126.199,584.777,70058.505,6832.502,942.714,2031.992,67839.643,50036.75,39846.837,17.144,17785.749]
[2020,80930.196,5825.637,-623.451,74481.008,4712.683,829.201,2136.148,70643.764,52892.772,42382.773,17.217,17733.775]
[2021,76362.805,2850.195,558.691,74071.196,6706.307,1244.79,1350.493,72524.24,54359.118,40871.554,17.379,18147.743]
[2022,85845.332,606.565,-814.547,84424.111,2223.964,2257.28,2177.286,78163.16,59353.179,49187.64,18.109,18791.873]
[2023,77615.852,351.62,-870.282,76393.843,3886.676,875.756,2240.089,70558.01,51945.798,39515.616,18.181,18594.032]
["1. 가정, 상업, 공공부문 합계",{"$nulls":5},"1. Sum of residential, commercial and public sector"]
["자료: 한국석유공사-PEDSIS",{"$nulls":5},"Source: Korea National Oil Corporation-PEDSIS"]

{"sheet":"Ⅳ-4-4-2","index":51,"n_rows":46,"n_cols":13,"rows_kept":46,"cut":false,"hidden":false,"merged":[[5,1,5,5],[5,6,5,12]],"flags":["formulas_cached_only"]}
["4. 석유제품 수급 Petroleum Products Overview"]
["4-4. 소비  Petroleum Cosumption"]
["4-4-2. 부탄 Butane"]
[]
["단위: 천 배럴",{"$nulls":11},"Unit: Thousand barrels"]
[null,"공급 Supply",{"$nulls":4},"소비 Consumption"]
[null,"수입","수출","재고변화","일차에너지공급","정제생산","발전 및 열생산 투입","에너지산업자체소비","최종소비"]
[{"$nulls":9},"산업",null,"수송","건물1"]
[{"$nulls":10},"석유화학원료"]
[null,"Imports","Exports","Stock changes","TPES","Petroleum Products","Power Generatoin & Others","Transformation own use","TFC","Industry","Petrochemical Feedstock","Transport","Building1"]
[1990,4997.537,504.698,-301.338,4191.501,8811.865,0,974.944,12103.324,928.9,0,11121.4,53.023]
[1991,4950.004,687.051,84.696,4347.649,9672.976,0,412.622,13570.423,1886.209,244.596,11626.575,57.639]
[1992,8698.007,436.761,-217.438,8043.808,9815.582,0,23.386,18458.247,5707.884,4543.115,12723.518,26.845]
[1993,11209.241,811.378,-492.316,9905.547,9523.002,0,0.132,19680.11,5666.71,4676.911,13954.3,59.1]
[1994,10644.83,741.871,919.738,10822.697,8065.744,0,42.895,21118.151,5797.613,4422.568,15232.191,88.347]
[1995,9741.858,1144.818,-125.383,8471.657,11510.499,0,68.233,19902.557,3690.205,2010.061,16144.273,68.079]
[1996,11051.642,1451.442,86.594,9686.794,10954.17,0,4.958,20670.915,3492.044,1547.59,17102.273,76.598]
[1997,10476.17,1565.844,-905.85,8004.476,13936.011,0,7.74,21999.248,2974.162,1500.699,18241.819,783.267]
[1998,9482.238,3570.645,-418.587,5493.006,18669.658,0,2.536,24211.146,4837.364,2960.81,19097.103,276.679]
[1999,11887.092,4941.12,828.025,7773.737,21650.627,0.001,20.798,29390.308,5117.893,2752.664,23792.006,480.409]
[2000,15553.51,2843.986,-343.861,12365.663,25043.735,0,54.691,37339.657,5116.598,2919.898,31770.18,452.879]
[2001,15884.964,2436.408,41.659,13490.038,28927.546,0,59.583,42544.806,5848.798,3515.276,36356.2,339.808]
[2002,18371.302,1293.248,-1118.987,15955.605,30834.805,0,31.616,45932.845,6272.876,3765.043,38890.172,769.798]
[2003,15476.347,1153.835,152.049,14474.466,29793.687,0,32.598,47294.84,5853.598,3611.028,40619.682,821.56]
[2004,15183.048,453.649,-290.339,14438.964,30194.485,0,22.158,49705.326,6797.937,4563.271,42024.362,883.027]
[2005,17220.024,418.877,442.946,17244.092,28887.241,0.005,37.448,50909.613,6093.057,4640.745,43119.208,1697.348]
[2006,21941.146,369.332,354.577,21926.391,26973.373,0.003,4.007,53596.391,7490.209,6261.608,44660.185,1445.997]
[2007,25481.216,203.506,464.754,25742.464,25999.616,0.144,8.085,56736.109,7899.524,6625.278,47497.872,1338.713]
[2008,31966.688,114.588,69.47,31921.57,23218.013,0.019,53.471,62042.214,13266.669,12051.922,47638.325,1137.22]
[2009,33791.765,0.592,175.158,33966.331,21127.539,0,6.298,62345.879,12406.101,11131.469,48946.533,993.245]
[2010,34408.06,0.781,-286.73,34120.549,18282.192,0,4.029,58276.153,8899.733,7474.625,48598.781,777.639]
[2011,35378.655,162.876,-255.786,34959.993,14206.647,0,3.246,54808.404,7341.654,6202.153,46223.338,1243.412]
[2012,33030.272,221.611,139.298,32947.959,13797.787,2.534,10.02,52615.338,6440.619,5029.566,44640.341,1534.378]
[2013,33789.551,36.294,369.564,34122.821,14404.733,10.426,39.208,54230.808,9150.508,7598.794,43633.869,1446.431]
[2014,31266.531,299.4,-542.82,30424.311,17559.878,3.318,456.431,52429.985,9822.661,8128.217,40888.14,1719.184]
[2015,26276.976,439.074,-49.783,25788.119,18935.022,6.841,100.171,47232.974,5139.644,3457.428,40419.849,1673.48]
[2016,26833.564,416.898,458.065,26874.731,18142.348,6.57,91.921,47257.082,7353.259,5570.463,38618.342,1285.481]
[2017,18124.329,483.453,-518.142,17122.734,23421.989,6.124,106.21,43376.489,5478.661,3851.893,36156.901,1740.927]
[2018,19775.974,1044.361,-86.273,18645.34,24199.874,5.755,85.045,44471.714,9270.352,7142.326,33709.108,1492.255]
[2019,19492.584,681.112,520.802,19332.274,22215.5,5.63,81.163,43096.261,8820.674,7080.636,33197.519,1078.069]
[2020,20234.814,218.079,-235.251,19781.484,19105.355,4.843,72.152,38456.08,8630.267,6406.693,28889.864,935.949]
[2021,20535.252,405.555,159.099,20288.797,17735.325,4.716,66.689,36708.782,7908.082,6413.673,27901.779,898.92]
[2022,21227.066,96.112,-419.993,20710.96,17488.088,4.67,64.222,37088.142,8529.238,7459.506,27661.819,897.084]
[2023,20785.727,256.967,-611.32,19917.439,17935.615,4.504,150.897,37002.866,9826.234,8845.076,26324.289,852.343]
["1. 가정, 상업, 공공부문 합계",{"$nulls":5},"1. Sum of residential, commercial and public sector"]
["자료: 한국석유공사-PEDSIS",{"$nulls":5},"Source: Korea National Oil Corporation-PEDSIS"]

{"sheet":"Ⅳ-4-4-3","index":52,"n_rows":45,"n_cols":12,"rows_kept":45,"cut":false,"hidden":false,"merged":[[5,1,5,5],[5,6,5,11]],"flags":["formulas_cached_only"]}
["4. 석유제품 수급 Petroleum Products Overview"]
["4-4. 소비  Petroleum Cosumption"]
["4-4-3. 휘발유 Gasoline"]
[]
["단위: 천 배럴",{"$nulls":10},"Unit: Thousand barrels"]
[null,"공급 Supply",{"$nulls":4},"소비 Consumption"]
[null,"수입","수출","재고변화","일차에너지공급","정제생산","발전 및 열생산 투입","에너지산업자체소비","최종소비"]
[{"$nulls":9},"산업","수송","건물1"]
[null,"Imports","Exports","Stock changes","TPES","Petroleum Products","Power Generatoin & Others","Transformation own use","TFC","Industry","Transport","Building1"]
[1990,0,30.032,-236.96,-284.493,23984.691,1.2,9.387,23672.251,522.305,22232.5,917.446]
[1991,0,992.411,-116.188,-1108.599,29874.296,2.036,11.908,28706.113,669.35,26926.098,1110.665]
[1992,0,118.969,-9.615,-128.584,35421.674,0.952,21.235,35235.084,881.486,33434.312,919.286]
[1993,0,520.311,-1593.327,-2113.638,44736.845,0.5,9.87,42492.8,1106.2,40376.8,1009.8]
[1994,0,567.981,985.843,417.862,49521.306,0.318,8.762,51088.15,1378.455,48892.712,816.983]
[1995,0,441.707,-298.782,-740.489,60445.247,0.126,6.788,59382.039,1415.847,57043.059,923.133]
[1996,0,2545.773,-259.293,-2805.066,71083.226,0.03,7.032,67971.051,1610.381,65660.728,699.942]
[1997,0,10169.138,-713.979,-10884.796,82300.204,0.655,6.601,71355.44,1931.119,68766.869,657.452]
[1998,215.31,15611.045,278.452,-15117.283,76111.068,0,5.349,61088.758,2456.942,57728.905,902.911]
[1999,389.755,11274.095,-283.64,-11168.031,75207.152,0,5.125,63878.925,2189.339,61155.353,534.233]
[2000,740.464,14869.354,-558.193,-14687.083,76335.803,0,3.382,62382.063,2184.352,59743.634,454.077]
[2001,2107.739,16166.467,219.574,-13841.956,76502.339,0.096,3.193,62703.954,2668.799,59473.509,561.646]
[2002,4031.913,15525.495,73.624,-11420.838,76744.142,0.94,3.404,64076.302,3093.341,60332.857,650.105]
[2003,2061.141,13537.818,85.881,-11397.123,71384.695,0.792,23.305,60477.341,2013.787,57842.97,620.584]
[2004,1218.127,18322.907,85.567,-17020.25,74969.106,2.2,5.397,58147.659,2025.455,55587.069,535.135]
[2005,78.171,14515.252,91.615,-14345.466,73876.508,2.109,4.414,60390.883,2089.346,57731.626,569.911]
[2006,0,19927.481,-77.05,-20004.531,80615.859,3.52,4.251,59870.906,1892.722,57398.994,579.19]
[2007,0,15336.063,-121.492,-15457.555,78375.178,2.649,4.918,62497.717,1610.884,60432.086,454.747]
[2008,0,30910.989,694.398,-30216.591,93710.015,4.741,4.109,62932.649,1558.051,60896.624,477.974]
[2009,0,40186.86,-553.176,-40740.036,106614.673,6.01,4.034,65865.925,1565.77,63729.397,570.758]
[2010,0,39337.655,-639.047,-39976.702,108920.934,4.727,4.053,68926.12,1508.324,66815.266,602.53]
[2011,0,53519.092,640.783,-52878.309,122472.959,2.677,3.886,69570.82,1555.286,67447.978,567.556]
[2012,83.946,63492.16,-1897.504,-65305.718,136489.793,2.749,3.456,71761.935,1503.203,69624.132,634.6]
[2013,1717.56,64013.363,37.474,-62258.329,134757.882,2.515,10.237,73406.758,1546.627,71162.263,697.868]
[2014,0,73327.175,615.105,-72712.07,145127.246,1.401,3.414,73471.288,1460.551,71185.972,824.765]
[2015,386.656,79293.355,-658.23,-79564.929,156999.167,3.953,3.246,76565.59,1429.737,74264.896,870.957]
[2016,1391.389,76258.284,-592.86,-75459.755,154036.067,0.16,3.005,78925.958,1348.458,76897.11,680.39]
[2017,1127.207,82217.164,20.86,-81069.097,160624.186,0.026,3.035,79616.457,1500.467,77518.222,597.767]
[2018,174.175,87894.631,-1502.588,-89223.069,169511.453,0.015,3.127,79682.945,1388.442,77710.057,584.445]
[2019,130.308,87872.273,1044.548,-86697.417,170279.763,0.149,2.294,82749.649,1353.296,80941.839,454.514]
[2020,0.143,74146.965,1228.547,-72918.422,151393.453,0.366,1.611,80964.633,1298.36,79388.429,277.844]
[2021,298.835,98370.357,-539.338,-98611.033,178751.077,0.272,1.641,84873.372,1189.467,83389.026,294.879]
[2022,85.514,100335.18,-395.759,-100645.577,183837.596,0.139,1.69,88367.654,1127.741,86957.167,282.747]
[2023,803.632,101997.491,-761.739,-101955.748,188916.166,0.091,1.88,90361.126,1110.044,88959.431,291.651]
["1. 가정, 상업, 공공부문 합계",{"$nulls":5},"1. Sum of residential, commercial and public sector"]
["자료: 한국석유공사-PEDSIS",{"$nulls":5},"Source: Korea National Oil Corporation-PEDSIS"]

{"sheet":"Ⅳ-4-4-4","index":53,"n_rows":46,"n_cols":13,"rows_kept":46,"cut":false,"hidden":false,"merged":[[5,1,5,6],[5,7,5,12]],"flags":["formulas_cached_only"]}
["4. 석유제품 수급 Petroleum Products Overview"]
["4-4. 소비  Petroleum Cosumption"]
["4-4-4. 항공유 Air Fuel"]
[]
["단위: 천 배럴",{"$nulls":11},"Unit: Thousand barrels"]
[null,"공급 Supply",{"$nulls":5},"소비 Consumption"]
[null,"수입","수출","국제항공벙커링","재고변화","일차에너지공급","정제생산","발전 및 열생산 투입","에너지산업자체소비","최종소비"]
[{"$nulls":10},"산업","수송","건물1"]
[null,"Imports","Exports","International Aviation Bunkers","Stock changes","TPES","Petroleum Products","Power Generatoin & Others","Transformation own use","TFC","Industry","Transport","Building1"]
[1990,5.775,0,10103.32,-344.054,-10441.599,16405.007,0,0.089,6724.609,0,15.809,6708.8]
[1991,9.03,3130.527,11010.267,-149.24,-14281.004,18695.95,0,0.378,5937.216,0,16.56,5920.656]
[1992,0,7543.103,13172.554,379.941,-20335.716,21034.024,0,0.494,2941.183,0,14.671,2926.512]
[1993,0,5576.127,14544.952,239.534,-19881.545,20229.894,0,1.07,2738.2,0,30.6,2707.6]
[1994,0,6167.685,16333.87,-601.059,-23102.614,26195.956,0,1.092,2758.841,0.642,34.647,2723.552]
[1995,115.241,13435.084,18475.699,-16.411,-31811.953,34980.913,0,0.43,2960.745,3.737,33.058,2923.95]
[1996,4408.064,19670.03,20191.133,104.868,-35348.231,38862.486,0,0.071,3355.45,2.166,26.012,3327.272]
[1997,3582.006,19942.002,21989.593,-458.003,-38807.592,42398.512,0,1.333,3031.249,0.768,42.544,2987.937]
[1998,1209.72,42763.768,18197.172,-288.444,-60039.664,63826.415,0.312,0.873,2974.231,2.08,66.576,2905.575]
[1999,3827.843,34333.496,18829.447,307.537,-49027.563,53035.964,0,0.811,3128.065,3.208,55.509,3069.348]
[2000,1695.507,37674.648,19875.042,-901.583,-56755.766,59568.388,0,4.262,2627.787,2.302,62.373,2563.112]
[2001,338.649,39500.218,20827.586,-805.376,-60794.531,65250.953,0,1.62,4168.301,11.324,63.427,4093.55]
[2002,2781.453,42006.432,23525.209,856.132,-61894.056,67733.649,0,0.121,3482.109,13.11,64.518,3404.481]
[2003,3459.474,27657.823,24724.617,-183.768,-49106.734,55020.338,0,0.271,4895.059,14.961,67.995,4812.103]
[2004,215.205,45508.219,26349.405,-839.07,-72481.489,76643.621,0,0.201,4753.429,17.623,84.565,4651.241]
[2005,1.072,54533.188,27170.699,1681.942,-80020.874,84904.437,0,0.153,4796.533,14.231,93.418,4688.884]
[2006,2.729,62398.972,22236.056,-555.932,-85188.231,95489.533,0,0.02,10685.535,13.641,7296.581,3375.313]
[2007,2.206,72349.651,30941.884,-1022.752,-104312.124,105699.041,0,0.05,3700.087,0.684,478.853,3220.55]
[2008,251.494,76869.107,28229.696,1053.977,-103793.332,107675.108,0,0,5229.442,0.904,2222.786,3005.752]
[2009,2.479,69818.926,26888.799,201.264,-96503.982,102664.457,0,0,6119.725,0.099,2671.785,3447.841]
[2010,5.589,71448.926,29935.257,-262.041,-101640.635,105457.511,0,0,6187.696,0.106,2714.591,3472.999]
[2011,15.872,81239.123,30191.159,-393.953,-111808.363,118137.26,0,0,7401.421,0.096,3748.152,3653.173]
[2012,18.333,91539.283,30208.078,-562.387,-122291.415,130697.115,0,0,9622.598,0.021,6167.384,3455.193]
[2013,17.485,89534.348,31895.348,-726.665,-122138.876,129989.545,0,0,8735.227,3.183,5248.331,3483.713]
[2014,6.274,93840.261,31972.881,939.947,-124866.921,135208.38,0,0.002,11356.244,0.119,7855.461,3500.664]
[2015,4.143,107272.387,32881.658,336.926,-139812.976,151720.262,0,0,13056.502,8.976,9370.63,3676.894]
[2016,6.542,111377.526,36732.704,-1163.918,-149267.606,160737.859,0,0,12673.07,4.502,9180.291,3488.277]
[2017,3.072,121202.997,37604.417,-1237.883,-160042.226,174005.957,0,0,13370.187,2.099,9792.8,3575.288]
[2018,2.597,115417.254,39620.401,-810.021,-155845.08,170997.518,0,0,13724.386,1.63,10033.268,3689.487]
[2019,3.318,114850.48,40375.021,107.897,-155114.287,170766.399,0,0,13119.525,2.619,9832.715,3284.191]
[2020,4.779,82247.65,25203.539,1604.646,-105841.764,112581.507,0,0,7793.331,1.849,4484.469,3307.013]
[2021,5.394,65464.744,19801.469,1150.059,-84110.759,97182.216,0,0,15530.858,5.242,12074.988,3450.627]
[2022,2.467,85771.905,24849.692,-58.088,-110677.219,122855.334,0,0.001,15606.345,5.455,12037.844,3563.046]
[2023,304.211,92804.605,40265.952,-932.799,-133699.146,139253.516,0,0.002,9519.304,9.627,6438.23,3071.447]
["1. 가정, 상업, 공공부문 합계",{"$nulls":6},"1. Sum of residential, commercial and public sector"]
["주: 항공휘발유, 휘발유형항공유, 등유형항공유의 합계",{"$nulls":6},"Note: Sum of Aviation gasoline, gasoline type jet fuel and kerosene type jet fuel"]
["자료: 한국석유공사-PEDSIS",{"$nulls":6},"Source: Korea National Oil Corporation-PEDSIS"]

{"sheet":"Ⅳ-4-4-5","index":54,"n_rows":45,"n_cols":12,"rows_kept":45,"cut":false,"hidden":false,"merged":[[5,1,5,5],[5,6,5,11]],"flags":["formulas_cached_only"]}
["4. 석유제품 수급 Petroleum Products Overview"]
["4-4. 소비  Petroleum Cosumption"]
["4-4-5. 등유 Kerosene"]
[]
["단위: 천 배럴",{"$nulls":10},"Unit: Thousand barrels"]
[null,"공급 Supply",{"$nulls":4},"소비 Consumption"]
[null,"수입","수출","재고변화","일차에너지공급","정제생산","발전 및 열생산 투입","에너지산업자체소비","최종소비"]
[{"$nulls":9},"산업","수송","건물1"]
[null,"Imports","Exports","Stock changes","TPES","Petroleum Products","Power Generatoin & Others","Transformation own use","TFC","Industry","Transport","Building1"]
[1990,17464.704,96.729,-4915.881,12451.989,13600.007,2.9,53.55,23683.95,4724.104,155.927,18803.919]
[1991,9771.04,0,4289.182,14059.759,13770.634,2.81,3.852,25464.991,4662.909,152.103,20649.979]
[1992,8985.535,3.206,-1333.521,7648.238,29186.153,4.991,8.529,34077.378,4945.173,239.626,28892.579]
[1993,16015.803,5.405,-1725.559,14284.65,31873.839,1.3,7.996,43130.405,5313.105,253.3,37564]
[1994,17087.102,465.298,-951.133,15670.472,30925.912,6.906,5.489,47741.2,5479.006,218.654,42043.54]
[1995,23360.892,563.552,-339.783,22457.171,40852.426,2.336,6.214,62522.253,7141.393,228.455,55152.405]
[1996,27679.273,2912.61,-1731.634,23029.945,51235.31,21.838,9.508,73507.706,7374.737,292.384,65840.585]
[1997,15768.866,10250.406,1750.833,7265.253,76329.492,20.363,5.388,83124.717,12209.212,278.986,70636.519]
[1998,5102.726,6949.477,-1476.265,-3336.657,65574.193,68.185,105.175,60348.942,10674.666,336.344,49337.932]
[1999,2687.159,14985.815,-181.753,-12481.111,90380.03,1112.477,166.52,75802.943,8538.346,151.363,67113.234]
[2000,6870.067,19873.664,-2832.327,-15836.093,87823.741,955.455,158.178,68918.304,8236.95,57.327,60624.027]
[2001,5310.181,18005.875,2093.467,-10602.53,75524.74,505.155,359.702,61800.594,6800.846,101.235,54898.513]
[2002,6916.755,10204.911,3751.045,454.538,62720.794,1064.153,263.55,58918.666,7278.818,202.653,51437.195]
[2003,6623.913,13143.833,-1230.45,-7754.553,64500.387,1759.804,307.84,52740.181,6550.549,182.612,46007.02]
[2004,1709.803,7693.288,1701.706,-4286.351,50535.457,836.399,61.788,43872.218,6164.662,106.754,37600.802]
[2005,360.48,4454.849,1621.896,-2474.13,45270.749,747.869,35.867,36529.177,6062.277,83.357,30383.543]
[2006,259.293,4762.908,-1906.25,-6409.865,41219.889,1081.836,28.14,31838.505,5536.228,74.617,26227.66]
[2007,514.188,1249.51,1102.262,366.94,30020.951,808.383,258.397,26601.105,5011.904,54.795,21534.406]
[2008,378.925,2396.23,1221.329,-795.976,31846.464,662.262,628.437,27935.33,4785.2,60.003,23090.127]
[2009,67.581,5425.326,101.775,-5256.103,33347.918,794.795,42.732,26095.775,4591.51,60.752,21443.513]
[2010,330.703,6461.742,-703.206,-6834.286,39176.144,853.763,22.413,29540.704,5455.847,88.442,23996.415]
[2011,417.281,8959.893,549.006,-7993.695,35813.036,542.311,19.458,25973.983,4776.911,95.962,21101.11]
[2012,151.434,7582.106,377.13,-7053.606,32624.622,482.558,15.227,22562.929,4117.182,161.661,18284.086]
[2013,97.829,6685.494,-302.504,-6890.441,28204.444,684.729,11.944,19238.314,3618.884,57.801,15561.629]
[2014,132.872,4437.555,560.037,-3750.465,23096.546,707.122,100.259,15956.488,1903.75,31.463,14021.275]
[2015,10.669,3769.101,-531.186,-4298.042,24957.874,887.541,19.609,16861.289,1399.001,57.41,15404.878]
[2016,17.779,2064.815,80.777,-1972.466,25687.917,1382.203,11.484,19245.381,1491.154,17.691,17736.536]
[2017,36.573,5265.769,446.668,-4782.54,25605.688,1211.475,19.71,18728.606,1247.848,18.604,17462.155]
[2018,0.708,6530.143,-488.085,-7018.3,26828.758,1253.822,9.513,18510.59,1276.81,31.763,17202.017]
[2019,35.312,4171.492,-234.676,-4370.857,21484.745,1330.188,9.719,16668.013,1521.268,44.445,15102.3]
[2020,80.252,6396.542,961.358,-5354.931,44371.897,1104.925,3.796,16830.546,2255.505,49.643,14525.399]
[2021,215.715,7877.959,-383.6,-8045.845,53657.038,1191.36,3.607,16489.556,2280.462,38.296,14170.798]
[2022,37.722,5013.928,386.517,-4589.689,47659.211,1461.627,0.78,15446.449,2085.812,33.694,13326.944]
[2023,22.015,3993.362,-700.677,-4672.024,46318.025,1677.364,0.596,13122.96,1735.685,5.121,11382.154]
["1. 가정, 상업, 공공부문 합계",{"$nulls":5},"1. Sum of residential, commercial and public sector"]
["자료: 한국석유공사-PEDSIS",{"$nulls":5},"Source: Korea National Oil Corporation-PEDSIS"]

{"sheet":"Ⅳ-4-4-6","index":55,"n_rows":45,"n_cols":12,"rows_kept":45,"cut":false,"hidden":false,"merged":[[5,1,5,5],[5,6,5,11]],"flags":["formulas_cached_only"]}
["4. 석유제품 수급 Petroleum Products Overview"]
["4-4. 소비  Petroleum Cosumption"]
["4-4-6. 경유 Diesel"]
[]
["단위: 천 배럴",{"$nulls":10},"Unit: Thousand barrels"]
[null,"공급 Supply",{"$nulls":4},"소비 Consumption"]
[null,"수입","수출","재고변화","일차에너지공급","정제생산","발전 및 열생산 투입","에너지산업자체소비","최종소비"]
[{"$nulls":9},"산업","수송","건물1"]
[null,"Imports","Exports","Stock changes","TPES","Petroleum Products","Power Generatoin & Others","Transformation own use","TFC","Industry","Transport","Building1"]
[1990,13585.732,10452.849,663.9,1350.909,95009.514,1755.2,314.647,94104.307,21538.413,52237.48,20328.413]
[1991,10803.484,20661.136,-1465.318,-15564.681,127080.498,2026.811,185.833,110619.5,23668.536,58348.154,28602.81]
[1992,5781.279,27123.598,-1983.316,-28461.096,153716.759,4021.913,202.617,121486.835,24681.887,63644.836,33160.112]
[1993,11226.46,35709.269,-815.605,-29996.6,168232.927,2122.6,174.471,134126.819,25678.819,69603.4,38844.6]
[1994,17435.303,34310.061,-562.272,-23460.505,166155.254,2885.67,138.733,142732.176,27880.113,75111.711,39740.352]
[1995,32189.817,42442.797,-2547.407,-20066.413,181388.881,6096.046,125.487,155423.291,29292.153,84840.486,41290.652]
[1996,18540.272,54208.421,-675.799,-45215.06,215451.578,10351.847,141.998,159718.981,31019.85,90470.602,38228.529]
[1997,3133.761,93710.688,-464.989,-100279.282,264509.433,8679.364,323.05,156016.349,31793.92,88402.371,35820.058]
[1998,2197.59,109237.978,1994.892,-115611.692,232803.596,1868.457,84.815,115875.94,23498.339,68956.045,23421.556]
[1999,2311.07,88352.718,614.351,-96305.205,219311.27,1089.145,92.774,122005.759,22984.639,77190.992,21830.128]
[2000,2818.286,96675.275,-610.701,-102668.99,228203.619,495.862,45.804,126367.104,25079.87,88254.827,13032.407]
[2001,6681.021,90440.309,1350.321,-90423.938,218942.536,291.221,45.983,129549.281,25163.53,92662.71,11723.041]
[2002,12928.283,76234.725,1797.329,-69307.972,205437.335,689.045,36.878,135322.269,23188.5,101141.109,10992.66]
[2003,11140.835,60817.133,-200.55,-57994.473,200643.796,2305.555,35.469,141240.373,21124.889,108308.504,11806.98]
[2004,4289.985,68038.467,-1643.391,-73552.768,215217.294,194.129,47.047,141733.203,19617.992,110186.152,11929.059]
[2005,1911.548,85889.85,1530.983,-89490.112,229813.274,128.712,38.275,139787.476,18234.312,110351.943,11201.221]
[2006,1581.836,91520.407,-903.929,-97440.61,236328.733,199.481,27.624,140325.607,20530.219,110170.172,9625.216]
[2007,765.499,102974.116,-1758.896,-110333.474,250438.416,178.968,40.915,142399.627,20983.29,111404.017,10012.32]
[2008,369.211,130935.54,1624.444,-134671.748,267799.576,195.503,43.455,131295.765,18751.521,103846.031,8698.213]
[2009,835.937,125473.655,1109.518,-128320.193,258387.264,137.095,40.28,128901.738,19270.877,100828.027,8802.834]
[2010,758.082,130761.005,-852.413,-135777.779,267195.503,237.313,39.073,130479.29,20332.346,101266.065,8880.879]
[2011,950.346,159180.631,906.645,-161482.648,292884.605,599.224,36.219,129838.925,20082.399,101099.809,8656.717]
[2012,4782.935,176464.47,-1970.143,-177336.135,309771.784,1128.333,41.77,131917.01,19572.188,103241.528,9103.294]
[2013,8597.075,163759.196,-164.313,-159353.855,299242.175,740.796,39.571,138476.572,20596.984,108608.277,9271.311]
[2014,5152.378,174142.151,895.787,-172797.84,315055.585,131.135,32.908,140824.479,18960.968,111390.454,10473.057]
[2015,266.834,171998.996,-2402.547,-181336.517,334360.296,82.726,35.65,151749.581,17568.776,121217.241,12963.564]
[2016,198.334,175032.388,2496.704,-179118.215,339998.471,186.073,36.822,161182.85,16952.727,130748.138,13481.985]
[2017,235.582,176154.384,-853.742,-184217.541,347166.938,92.535,44.424,163026.186,16051.317,132720.828,14254.041]
[2018,236.976,190711.513,-1686.306,-199307.838,360752.024,329.348,37.265,160315.824,15129.488,133341.055,11845.281]
[2019,137.622,195231.135,675.731,-203407.021,367539.879,972.347,32.049,163780.713,15810.188,137641.628,10328.897]
[2020,19.053,200098.606,2962.004,-207256.044,351861.087,391.418,43.786,155041.853,16478.804,131400.877,7162.171]
[2021,0.112,180870.579,-632.885,-194223.739,337745.397,616.333,10.949,156318.319,15524.083,134061.919,6732.317]
[2022,299.79,203530.455,-527.883,-219162.55,363453.953,963.9,10.73,151782.647,15539.537,129608.109,6635.001]
[2023,0,196509.154,-1708.355,-212377.892,351797.615,727.817,9.097,150422.913,16255.473,127215.502,6951.938]
["1. 가정, 상업, 공공부문 합계",{"$nulls":5},"1. Sum of residential, commercial and public sector"]
["자료: 한국석유공사-PEDSIS",{"$nulls":5},"Source: Korea National Oil Corporation-PEDSIS"]

{"sheet":"Ⅳ-4-4-7","index":56,"n_rows":46,"n_cols":13,"rows_kept":46,"cut":false,"hidden":false,"merged":[[5,1,5,6],[5,7,5,12]],"flags":["formulas_cached_only"]}
["4. 석유제품 수급 Petroleum Products Overview"]
["4-4. 소비  Petroleum Cosumption"]
["4-4-7. 중유 Fuel Oil"]
[]
["단위: 천 배럴",{"$nulls":11},"Unit: Thousand barrels"]
[null,"공급 Supply",{"$nulls":5},"소비 Consumption"]
[null,"수입","수출","국제해운벙커링","재고변화","일차에너지공급","정제생산","발전 및 열생산 투입","에너지산업자체소비","최종소비"]
[{"$nulls":10},"산업","수송","건물1"]
[null,"Imports","Exports","International Marine Bunkers","Stock changes","TPES","Petroleum Products","Power Generatoin & Others","Transformation own use","TFC","Industry","Transport","Building1"]
[1990,27658.036,12090.854,16226.11,972.034,306.804,102704.953,27961,2114.018,68699.58,58414.298,1507.435,8777.845]
[1991,34209.227,37925.269,22526.441,-2562.646,-28805.899,147943.176,40937.866,1343.868,76612.41,63221.18,1470.915,11920.315]
[1992,34270.945,50707.813,28491.435,526.779,-44401.824,178971.791,49306.268,624.759,83929.098,69600.487,1716.973,12611.638]
[1993,32624.435,49692.98,30368.761,1091.886,-46345.42,188587.024,48627.6,696.591,91499.271,71446.571,7296.1,12756.6]
[1994,35486.299,40082.083,34773.157,-2860.605,-42229.802,190926.799,54734.762,642.272,98314.944,78430.162,6956.538,12928.244]
[1995,24823.668,40238.412,40069.434,897.076,-54587.38,208597.409,58161.926,744.437,95005.898,75615.059,6557.161,12833.678]
[1996,29142.992,43075.205,49016.583,-950.413,-63899.274,214254.667,55249.315,718.648,92979.546,77670.538,3115.324,12193.684]
[1997,26756.527,50241.949,54367.513,-1530.23,-79383.165,238153.184,50587.565,15147.248,93039.542,69936.584,12822.576,10280.382]
[1998,12926.216,60239.922,55393.298,1852.267,-100854.737,207206.795,22255.181,15860.79,67156.27,58103.973,3170.178,5882.119]
[1999,16496.823,82374.519,61127.155,373.353,-126631.498,240188.096,24625.611,16539.246,72416.461,65076.077,1553.467,5786.917]
[2000,25106.875,72157.312,58188.94,-1201.65,-106441.027,230510.29,39791.798,15838.883,68294.896,59187.132,3656.031,5451.733]
[2001,22317.612,67010.919,55674.617,-606.354,-100974.278,225792.071,43923.413,15980.664,64460.881,55192.379,4185.409,5083.093]
[2002,23699.583,35025.492,53840.103,666.675,-64499.337,189808.209,38035.665,15638.911,64362.438,54586.52,4562.816,5213.103]
[2003,13829.422,45835.459,58104.024,1355.584,-88754.477,204383.948,36397.766,14949.653,60259.681,50239.842,4669.813,5350.026]
[2004,8285.118,45538.775,60515.799,-1528.364,-99297.82,202451.086,33135.311,14867.584,54912.364,46138.619,4378.639,4395.106]
[2005,4020.818,56065.487,61509.57,2423.463,-111130.776,211249.243,28901.797,16186.903,51519.202,42908.508,4520.872,4089.822]
[2006,8749.407,58266.426,62137.907,-1343.312,-112998.238,207785.986,29417.6,15765.989,47737.375,39137.053,4108.961,4491.361]
[2007,5909.589,42699.38,57192.282,1398.141,-92583.932,185082.792,30396.681,15605.664,44431.52,35187.675,3949.522,5294.323]
[2008,7192.486,35351.63,54748.373,-118.685,-83026.202,151959.337,17285.377,14611.119,37502.852,29242.428,4238.963,4021.461]
[2009,19857.856,25813.502,49852.861,428.924,-55379.583,126245.646,23172.384,13664.695,33044.754,25683.412,4220.147,3141.195]
[2010,17478.172,25883.896,52578.413,-920.951,-61905.088,125490.608,21273.059,10424.331,30578.639,23851.028,3856.544,2871.067]
[2011,15392.187,34486.056,52450.557,-1209.194,-72753.62,124721.854,14998.785,10244.562,25819.776,19453.733,3867.872,2498.171]
[2012,27145.925,28428.008,51226.578,639.627,-51869.528,102477.492,22081.321,7292.109,19234.566,13751.105,3588.183,1895.278]
[2013,44281.084,22433.861,49624.109,204.819,-27572.404,81718.077,22796.116,8438.975,13327.772,9739.075,1892.961,1695.736]
[2014,52006.158,13810.369,50119.639,-762.969,-12686.819,55781.05,11217.969,7828.142,11540.66,8983.005,1361.614,1196.041]
[2015,46737.24,10965.237,53681.585,-520.28,-18429.864,58921.348,12637.296,8562.645,12817.086,9230.481,2152.993,1433.611]
[2016,47227.697,13512.036,61603.704,1758.551,-26129.492,72756.467,18981,10408.204,12666.773,9670.139,1814.699,1181.935]
[2017,40091.081,16657.402,58645.798,-1042.427,-36254.547,70065.481,7529.53,8927.304,11058.77,8303.736,1484.059,1270.974]
[2018,42915.351,26345.123,55524.43,-281.494,-39235.696,70666.987,7858.791,5254.786,9986.527,7714.174,1224.088,1048.264]
[2019,31585.023,17489.899,45291.166,2031.929,-29164.114,59491.552,4144.659,2124.382,8402.028,6108.355,1513.409,780.265]
[2020,29626.498,13261.562,55525.226,1178.382,-37981.907,77275.545,3089.227,1779.288,6832.62,5215.728,1149.563,467.33]
[2021,37238.588,8829.175,57321.505,-1046.79,-29958.882,77511.795,2903.24,718.981,6404.666,4547.156,1557.283,300.226]
[2022,20800.484,12776.267,62080.923,692.871,-53363.836,93575.42,2018.507,607.133,6697.257,4741.03,1691.627,264.6]
[2023,31512.136,6165.174,57977.386,864.068,-31766.357,78914.003,1309.194,520.055,6884.841,4776.757,1751.698,356.386]
["1. 가정, 상업, 공공부문 합계",{"$nulls":6},"1. Sum of residential, commercial and public sector"]
["주: 경질중유, 중유, 중질중유의 합계",{"$nulls":6},"Note: Sum of Bunker-A, Bunker-B and Bunker-C"]
["자료: 한국석유공사-PEDSIS",{"$nulls":6},"Source: Korea National Oil Corporation-PEDSIS"]

{"sheet":"Ⅳ-4-4-8","index":57,"n_rows":45,"n_cols":12,"rows_kept":45,"cut":false,"hidden":false,"merged":[[5,1,5,5],[5,6,5,11]],"flags":["formulas_cached_only"]}
["4. 석유제품 수급 Petroleum Products Overview"]
["4-4. 소비  Petroleum Cosumption"]
["4-4-8. 납사 Naphtha"]
[]
["단위: 천 배럴",{"$nulls":10},"Unit: Thousand barrels"]
[null,"공급 Supply",{"$nulls":4},"소비 Consumption"]
[null,"수입","수출","재고변화","일차에너지공급","정제생산","발전 및 열생산 투입","에너지산업자체소비","최종소비"]
[{"$nulls":9},"산업","수송","건물1"]
[null,"Imports","Exports","Stock changes","TPES","Petroleum Products","Power Generatoin & Others","Transformation own use","TFC","Industry","Transport","Building1"]
[1990,15409.247,3325.102,97.054,12181.199,31150.744,0,3.493,43064.654,43064.654,0,0]
[1991,24861.746,5625.16,-1372.636,17863.95,44543.966,0,3.399,56866.501,56866.501,0,0]
[1992,47947.971,5429.626,-1910.91,40607.435,54253.291,0,0.626,85528.206,85528.206,0,0]
[1993,62413.628,10327.734,-323.402,51762.492,54774.617,0,0.527,97692.046,97692.046,0,0]
[1994,72167.426,9147.547,457.332,63477.211,82312.873,0,0.32,127970.177,127970.177,0,0]
[1995,71836.924,21336.771,933.763,51433.916,76619.887,0,0.192,119774.999,119774.999,0,0]
[1996,80204.443,30770.757,-1447.687,47985.999,90629.67,0,0.284,128774.515,128774.515,0,0]
[1997,79325.504,36941.654,-1306.02,41077.83,112554.158,0,263.636,152960.391,152960.391,0,0]
[1998,105100.054,44848.259,102.381,60354.176,119287.207,0,316.391,179073.979,179073.979,0,0]
[1999,101118.914,46217.557,1788.913,56690.27,133315.037,0,274.039,189100.777,189100.777,0,0]
[2000,111282.929,48849.345,-737.214,61696.37,142054.05,0,267.292,202634.446,202614.685,0,19.761]
[2001,119738.119,51227.599,-2234.034,66276.486,135983.166,0,332.614,201550.982,201550.982,0,0]
[2002,121911.942,44942.951,1537.368,78506.359,133103.31,0,795.342,210761.71,210761.71,0,0]
[2003,131981.066,30970.307,1744.887,102755.646,116501.454,0,360.78,218881.051,218881.051,0,0]
[2004,131367.846,31157.237,-5096.963,95113.646,131886.035,0,243.212,226788.589,226788.589,0,0]
[2005,123292.344,25793.123,1006.001,98505.222,138131.477,0,198.933,234408.613,234408.613,0,0]
[2006,126964.021,27991.37,899.223,99871.874,142343.141,0,181.81,243266.949,243266.949,0,0]
[2007,143765.898,29423.066,1020.993,115363.825,149629.843,0,22.229,266283.107,266283.107,0,0]
[2008,153380.598,22915.026,-152.681,130312.891,124343.633,0,38.448,254818.333,254818.333,0,0]
[2009,180840.152,26569.074,1455.929,155727.007,116317.059,0,92.173,272111.615,272111.615,0,0]
[2010,188599.759,32111.444,-506.406,155981.909,133949.504,0,0.006,289884.955,289884.955,0,0]
[2011,188507.403,35386.454,252.04,153372.989,149303.732,0,0,303306.152,303306.152,0,0]
[2012,207444.225,33286.783,-2986.588,171170.854,157199.081,0,0.047,328403.329,328401.159,0,2.17]
[2013,208297.14,39551.577,-1332.25,167413.313,160124.861,0,0.083,327805.98,327805.98,0,0]
[2014,205726.427,35362.961,-87.934,170275.532,166557.07,0,19.155,335886.164,335886.164,0,0]
[2015,197616.828,47838.745,689.966,150468.05,196028.111,0,0.162,346570.491,346570.491,0,0]
[2016,202223.545,49763.151,-185.596,152274.798,213617.249,0,0.159,362867.949,362867.949,0,0]
[2017,199632.073,44193.527,2103.609,157542.155,249148.166,0,0.145,384242.486,384242.486,0,0]
[2018,218813.502,43563.59,-4890.788,170359.123,248724.077,0,0,372558.87,372558.87,0,0]
[2019,226088.046,47382.448,3500.75,182206.347,254353.057,0,0,365442.815,365442.815,0,0]
[2020,215927.345,36680.45,-5358.663,173888.233,224925.418,0,0,333938.422,333938.422,0,0]
[2021,253313.121,31202.59,2375.324,224485.855,214883.284,0,0,369917.54,369917.54,0,0]
[2022,236608.101,33944.309,1068.451,203732.243,224504.15,0,0,355983.876,355983.876,0,0]
[2023,239950.845,39861.103,-1631.458,198458.284,222856.456,0,0,337783.974,337783.974,0,0]
["1. 가정, 상업, 공공부문 합계",{"$nulls":5},"1. Sum of residential, commercial and public sector"]
["자료: 한국석유공사-PEDSIS",{"$nulls":5},"Source: Korea National Oil Corporation-PEDSIS"]

{"sheet":"Ⅳ-4-5","index":58,"n_rows":44,"n_cols":21,"rows_kept":44,"cut":false,"hidden":false,"merged":[[44,0,44,10]],"flags":["formulas_cached_only"]}
["4. 석유제품 수급 Petroleum Products Overview"]
["4-5. 석유제품 소비(2023) Petroleum Product Consumption Status in 2023"]
[]
["단위: 천 배럴",{"$nulls":19},"Unit: Thousand barrels"]
[null,"합계",null,"정제가스","프로판","부탄","휘발유","항공유","등유","경유","경질중유","중유","중질중유","납사","용제","윤활유","아스팔트","파라핀왁스","석유코크","기타석유제품"]
[null,"Total","%","Refinerfy gas","Propane","Butane","Gasoline","Jet oil","Kerosene","Diesel","Bunker-A","Bunker-B","Bunker-C","Naphtha","White spirit & SBP","Lubricant","Asphalt","Para. -wax","Pet. -coke","Other oil products"]
["국제해운벙커링",72136.144,0,0,0.108,0,0.151,0,0,14158.475,66.226,0.805,57910.355,0,0.024,0,0,0,0,0,"International marine bunkers"]
["국제항공벙커링",40267.861,0,0,0,0,0,40265.952,0,1.909,0,0,0,0,0,0,0,0,0,0,"International aviation bunkers"]
["전환공정1",7269.192,0,0,3550.223,4.504,0.091,0,1677.364,727.817,0,0,1309.194,0,0,0,0,0,0,0,"Transformation processes1"]
["     발전전용",2678.282,0,0,130.818,4.504,0.091,0,1668.929,727.572,0,0,146.369,0,0,0,0,0,0,0,"  Electricity-only plants"]
["     열병합",528.534,0,0,329.582,0,0,0,0,0.245,0,0,198.708,0,0,0,0,0,0,0,"  CHP plants"]
["     열전용",1387.908,0,0,415.356,0,0,0,8.435,0,0,0,964.117,0,0,0,0,0,0,0,"  Heat-only plants"]
["     가스제조",2674.467,0,0,2674.467,0,0,0,0,0,0,0,0,0,0,0,0,0,0,0,"  Gas manufacturing"]
["에너지산업자체소비",39205.105,0,34194.541,2240.089,150.897,1.88,0.002,0.596,9.097,0,0,520.055,0,0.056,0.012,0,0,2087.882,0,"Energy Industry Own Use"]
["최종소비",766181.524,100,9027.718,70558.01,37002.866,90361.126,9519.304,13122.96,150422.913,864.159,126.03,5894.652,337783.974,1620.009,8242.982,9076.773,187.721,1049.424,21320.903,"Total final consumption"]
["산업",473704.113,61.827,9027.718,51945.798,9826.234,1110.044,9.627,1735.685,16255.473,425.783,100.697,4250.277,337783.974,1383.394,8242.982,9076.773,187.721,1049.424,21292.51,"Industry"]
["  농림업",2891.171,0.377,0,49.157,1.033,224.329,0,1010.583,1458.298,18.856,35.236,91.921,0,1.76,0,0,0,0,0,"  Agriculture/Forestry"]
["  어업",5762.003,0.752,0,12.298,0,575.283,0,0,5108.782,15.637,23.402,26.602,0,0,0,0,0,0,0,"  Fishing"]
["  광업",534.669,0.07,0,19.603,0.005,0.559,0,4.711,296.185,8.837,1.064,31.459,0,1.019,0,0,0,171.226,0,"  Mining & quarrying"]
["  제조업",451071.392,58.873,9027.718,51777.149,9825.196,250.106,9.627,548.047,5478.672,265.637,40.158,4083.082,337783.974,1380.615,8242.982,0,187.721,878.198,21292.51,"  Manufacturing"]
["     식품 및 담배",346.105,0.045,0,213.063,0.228,0.762,0,33.912,21.428,0.97,1.216,74.524,0,0,0,0,0,0,0,"      Food & tobacco"]
["     섬유 및 가죽",116.473,0.015,0,40.969,1.611,0.279,0,15.96,13.91,0.92,1.846,33.807,0,7.171,0,0,0,0,0,"      Textile & leather"]
["     목재 및 나무제품",44.09,0.006,0,2.672,0,1.681,0,3.853,25.334,0,0,10.481,0,0.069,0,0,0,0,0,"      Wood & wood pro."]
["     제지 및 인쇄",221.349,0.029,0,54.181,0,0.518,0,4.964,42.76,0.846,2.649,62.367,0,53.065,0,0,0,0,0,"      Paper, pulp & print"]
["     화학 및 석유화학",421536.163,55.018,8829.539,42856.45,8918.985,0.881,0,64.777,57.886,13.362,16.769,1485.35,337783.974,947.917,0,0,130.168,99.041,20331.066,"      Chemical & petrochemical"]
["        메모: 석유화학 원료",386144.666,50.399,0,39515.616,8845.076,0,0,0,0,0,0,0,337783.974,0,0,0,0,0,0,"        memo: petrochemical feedstock"]
["     비금속 광물",3421.969,0.447,0,297.019,0.037,5.384,0,8.536,997.14,22.374,4.48,1480.528,0,0.453,0,0,0,606.018,0,"      Non-metallic minerals"]
["     철강",581.321,0.076,0,537.404,18.54,0,0,3.686,19.656,0.164,0.01,0.772,0,1.057,0,0,0,0.032,0,"      Iron & steel"]
["     비철금속",349.116,0.046,0,129.651,1.192,0,0,0,22.194,0.353,0.116,194.378,0,1.231,0,0,0,0,0,"      Non-ferrous metals"]
["     기계류",608.387,0.079,0,191.196,0.01,2.603,0,66.891,281.669,31.614,8.691,19.302,0,6.412,0,0,0,0,0,"      Machinery"]
["     수송장비",2248.757,0.294,0,493.349,13.815,203.006,2.749,39.524,789.311,183.959,0.169,519.179,0,3.696,0,0,0,0,0,"      Transport equipment"]
["     기타제조",9583.803,1.251,0,6854.055,869.589,34.992,3.9,290.017,843.019,11.071,4.208,169.54,0,189.002,0,0,8.282,0,306.131,"      Other manufacturing"]
["     기타에너지",12013.859,1.568,198.179,107.141,1.189,0,2.978,15.927,2364.365,0.005,0.006,32.853,0,170.542,8242.982,0,49.272,173.107,655.313,"      Other energy"]
["  건설업",13444.878,1.755,0,87.591,0,59.767,0,172.344,3913.537,116.817,0.837,17.213,0,0,0,9076.773,0,0,0,"  Construction"]
["수송",250712.458,32.722,0,18.181,26324.289,88959.431,6438.23,5.121,127215.502,388.236,16.693,1346.769,0,0.007,0,0,0,0,0,"Transport"]
["     철도",401.36,0.052,0,0.065,0,0,0,0,401.295,0,0,0,0,0,0,0,0,0,0,"   Rail"]
["     도로",240784.257,31.427,0,4.243,26324.289,88959.407,0,3.537,125492.533,0.004,0.104,0.134,0,0.007,0,0,0,0,0,"   Road"]
["     국내해운",3051.083,0.398,0,10.247,0,0,0,0.054,1289.325,388.232,16.589,1346.636,0,0,0,0,0,0,0,"   Domestic navigation"]
["     국내항공",6475.76,0.845,0,3.626,0,0.025,6438.23,1.531,32.349,0,0,0,0,0,0,0,0,0,0,"   Domestic aviation"]
["가정",15044.717,1.964,0,6089.741,115.499,2.866,0,8799.92,9.19,5.775,1.989,19.738,0,0,0,0,0,0,0,"Residential"]
["상업",18495.523,2.414,0,12244.136,735.546,61.404,63.209,2373.551,2462.749,18.051,5.164,268.946,0,234.374,0,0,0,0,28.393,"Commercial"]
["공공",8224.712,1.073,0,260.155,1.299,227.381,3008.238,208.683,4480,26.314,1.488,8.921,0,2.234,0,0,0,0,0,"Public services"]
["1. 전환공정 중 석유제품이 생산되는 석유제품 정제 생산은 제외",{"$nulls":10},"1. Refining production processes in which petroleum products are produced were exluded."]
["자료 : 한국석유공사.",{"$nulls":10},"Source : Korea National Oil Corporation. "]

{"sheet":"Ⅳ-5","index":59,"n_rows":52,"n_cols":7,"rows_kept":52,"cut":false,"hidden":false,"merged":[[2,0,5,0],[2,5,2,6],[5,1,5,3],[5,4,5,5]],"flags":["formulas_cached_only"]}
["5. 석유제품 소비자 가격 Retail Prices of Petroleum Products"]
[]
[null,"휘발유1\nGasoline1","실내등유1\nKerosene1","자동차용 경유1\nDiesel oil1","프로판2\nPropane2","부 탄\n Butane"]
[{"$nulls":5},"일반용2","자동차용1"]
[{"$nulls":5},"Residential·Commercial2","Automobile1"]
[null,"원/리터(KRW/ℓ)",null,null,"원/kg(KRW/㎏) ",null,"원/리터(KRW/ℓ)"]
[1981,0,257.7,245.9,848,0,0]
[1982,0,292,278,836.3,0,0]
[1983,0,292.3,278.3,747.7,0,0]
[1984,0,291,277,740,0,0]
[1985,0,291,277,740,0,0]
[1986,0,249.2,238.3,605.9,0,0]
[1987,547,234.7,225.1,556.4,0,0]
[1988,445.6,194.7,187.3,458.6,0,0]
[1989,379.8,186,179,514,0,0]
[1990,383.5,191.3,182,415,0,0]
[1991,480.7,226.9,182,430.4,0,0]
[1992,555.8,235.8,198.7,449.4,0,0]
[1993,610,254,214,460,0,0]
[1994,611,271,227.1,475,0,0]
[1995,598,261.6,239.4,489.7,0,0]
[1996,675.8,314.7,300.8,510,0,0]
[1997,838.7,373.5,376.2,599,0,0]
[1998,1122.6,524.2,553.5,815,0,0]
[1999,1191.9,491.2,521.8,678.3,0,0]
[2000,1248.4,559.6,612.8,809.3,0,0]
[2001,1280,580.2,644.6,919,1138.9,440]
[2002,1269.1,554.4,677.6,887.3,1108.1,457.7]
[2003,1294.8,638.8,772,980,1193.3,567.4]
[2004,1365.3,752.2,907.9,1050.2,1234.5,673.9]
[2005,1432.3,871,1079.7,1131.5,1305.1,723.4]
[2006,1492.4,931.9,1228.2,1242.7,1392.3,747.9]
[2007,1525.9,932.2,1272.7,1330.6,1453.7,773.8]
[2008,1692.1,1238.7,1614.4,1789.9,1898.2,1009]
[2009,1600.7,976.2,1397.5,1577.2,1885,828.7]
[2010,1710.4,1076,1502.8,1812.7,2072,952.2]
[2011,1929.3,1321.2,1745.7,2034,2277.3,1076.1]
[2012,1985.8,1394.1,1806.3,2105.9,2352,1101.9]
[2013,1924.5,1366.7,1729.6,2085.3,2337.6,1070.8]
[2014,1827.3,1296.7,1636.7,2112.9,2369.3,1051.2]
[2015,1510.4,947.4,1299.6,1801.3,2033.9,806.4]
[2016,1402.6,784.5,1182.5,1689.1,1913.5,734]
[2017,1491.3,853.1,1282.5,1833.8,2074.7,826.5]
[2018,1581.4,942.3,1391.9,1920.4,2177.4,874.5]
[2019,1472.4,961.7,1340.5,1869.9,2140.4,806.3]
[2020,1381.4,853.8,1189.7,1851.2,2148,790.8]
[2021,1590.6,946.8,1391.4,2092.3,2415.1,932.2]
[2022,1812.8,1473.9,1842.9,2478.1,2854.7,1081.8]
[2023,1643,1403,1558.3,2372.7,2774.2,957.4]
["1. 주유소/충전소 판매가격",{"$nulls":5},"1. Salse price at gas and charging station."]
["2. 일반용 프로판 및 부탄의 판매소 판매가격. ",{"$nulls":5},"2. Sales prices for general-purpose propane and butane."]
["자료 : 한국석유공사(www.petronet.co.kr)",{"$nulls":5},"Source : Korea National Oil Corporation. "]

{"sheet":"Ⅳ-6","index":60,"n_rows":48,"n_cols":7,"rows_kept":48,"cut":false,"hidden":false,"merged":[],"flags":["formulas_cached_only"]}
["6. 정제 능력 Refining Capacities"]
[]
["단위 : 천 BPSD",{"$nulls":5},"Unit : Thousand BPSD"]
[null,"합계\nTotal","SK에너지\nSK Energy","GS칼텍스\nGS-Caltex","SK인천정유\nSK-Inchon","현대오일뱅크\nHyundai Oilbank","에스-오일\nS-Oil"]
[1981,790,280,380,60,10,60]
[1982,790,280,380,60,10,60]
[1983,790,280,380,60,10,60]
[1984,790,280,380,60,10,60]
[1985,790,280,380,60,10,60]
[1986,790,280,380,60,10,60]
[1987,790,280,380,60,10,60]
[1988,790,280,380,60,10,60]
[1989,840,280,380,60,60,60]
[1990,840,280,380,60,60,60]
[1991,1035,375,380,60,60,160]
[1992,1675,585,380,275,110,325]
[1993,1675,585,380,275,110,325]
[1994,1700,610,380,275,110,325]
[1995,1818,610,380,275,110,443]
[1996,2438,810,600,275,310,443]
[1997,2438,810,600,275,310,443]
[1998,2438,810,600,275,310,443]
[1999,2438,810,600,275,310,443]
[2000,2438,810,600,275,310,443]
[2001,2438,810,600,275,310,443]
[2002,2438,810,600,275,310,443]
[2003,2438,810,600,275,310,443]
[2004,2735,840,650,275,390,580]
[2005,2735,840,650,275,390,580]
[2006,2735,840,650,275,390,580]
[2007,2765,840,680,275,390,580]
[2008,2785,1115,700,0,390,580]
[2009,2835,1115,750,0,390,580]
[2010,2845,1115,760,0,390,580]
[2011,2934,1115,775,0,390,654]
[2012,2949,1115,775,0,390,669]
[2013,2949,1115,775,0,390,669]
[2014,3009,1165,785,0,390,669]
[2015,3059,1215,785,0,390,669]
[2016,3064,1215,790,0,390,669]
[2017,3105,1215,790,0,431,669]
[2018,3204,1215,800,0,520,669]
[2019,3204,1215,800,0,520,669]
[2020,3204,1215,800,0,520,669]
[2021,3204,1215,800,0,520,669]
[2022,3204,1215,800,0,520,669]
[2023,3204,1215,800,0,520,669]
["자료: 대한석유협회",{"$nulls":5},"Source: Korea Petroleum Association"]

{"sheet":"Ⅴ. 전기열","index":61,"n_rows":52,"n_cols":2,"rows_kept":52,"cut":false,"hidden":false,"merged":[],"flags":["formulas_cached_only"]}
[]
[]
[]
[null,"Ⅴ. 전기∙열"]
[]
[]
[null,"제목을 클릭하시면 해당 시트로 이동합니다"]
[]
[null,"1. 주요 전력 지표"]
[]
[null,"2. 발전 설비"]
[]
[null,"3. 설비별 발전 전력량"]
[]
[null,"4. 에너지원별 발전량"]
[]
[null,"5. 발전 연료 소비량"]
[]
[null,"6. 화력 발전소 열효율"]
[]
[null,"7. 송배전 손실"]
[]
[null,"8. 산업분류별 전력 소비량"]
[]
[null,"9. 종별 고객호수 및 판매 전력량"]
[]
[null,"10. 지역별 고객호수"]
[]
[null,"11. 지역별 판매 전력량"]
[]
[null,"12. 종별 판매단가 및 판매수입"]
[]
[null,"13. 전력구입실적"]
[null,"13-1. 2023 발전원별 전력구입실적(전력시장구입)"]
[null,"13-2. 2023 전력구입실적(PPA 사업자 구입)"]
[]
[null,"14. 발전원별 전력구입량"]
[]
[null,"15. 발전원별 전력거래금액"]
[]
[null,"16. 발전원별 전력구입단가"]
[]
[null,"17. 현행 전기요금표"]
[null,"17-1. 주택용(저압/고압)"]
[null,"17-2. 일반용(갑/을)"]
[null,"17-3. 산업용(갑/을)"]
[null,"17-4. 교육용(갑/을)"]
[null,"17-5. 농사용"]
[null,"17-6. 가로등"]
[null,"17-7. 심야전력"]
[null,"17-8. 기타요금제(선택, 전기차, 보완)"]
[null,"17-9. 일반사항"]

{"sheet":"Ⅴ-1","index":62,"n_rows":34,"n_cols":24,"rows_kept":34,"cut":false,"hidden":false,"merged":[[2,23,3,23]],"flags":["formulas_cached_only"]}
["1. 주요 전력 지표 Major Electricity Indicators"]
[]
[null,"단 위",1961,1981,1985,1990,1995,2000,2005,2010,2011,2012,2013,2014,2015,2016,2017,2018,2019,2020,2021,2022,2023]
[null,"Unit"]
["발전설비","kW",426287,11029344,17639982,24055893,35355785,53684913,67075240,79983793,83263146,85849093,91077485,96925225,101590229.43,109789291.095,120848466,122912874.508,129747830,133655412,139443392,143842137.61,"150,037,431p","Generating Facilities"]
["한전, 자회사","kW",367254,9130580,15013903,19782833,30561633,44566083,55956412,65559674,67005570,68848108,70845294,72305204,73282111.43,79216544.13,82132490,81362425.445,83672341.085,83853695.765,82459277.48,82723284.565,83235047.74,"KEPCO & Subsidiaries"]
["타사","kW",0,704800,1122800,1238290,1622240,3884634,6301785,10518514,12336297,12957468,16123643,20910550,24366649,26649012.965,34775150,37729234.063,41665327.451,45337577.705,51560497.943,55471470.045,61185860.267,"Other Co."]
["상용자가","kW",59033,1193964,1503279,3034770,3171912,5234196,4817043,3905605,3921279,4043517,4108548,3709470,3941468,3923734,3940825,3821215,4410161,4464139,5423617,5647383,"5,616,523p","Non-Utility for Common Use"]
["총발전량","MWh",1936418,44088303,62667201,118460795,203546465,290442948,389479511.516,495028363,518167815.758,531201866,537169276,540378798.717,547801802.673,560984590.091,576412126.7,592904628.604,586806003.806,577111901.162,607767902.723,622585129.796,617490665.922,"Gross Generation"]
["한전, 자회사","MWh",1772921,37428005,56179998,103184998,179073203,256841584,349758383.41,435384165.732,443409223.454,448516180,448756663,442914458,432758183.172,436314042.425,426484068.251,418327450.668,409069939.167,394522245.04,400373182.48,408441460.92,391570543.29,"KEPCO & Subsidiaries"]
["타사","MWh",0,2778660,1754007,4206029,4032626,4836511,14611607.41,38433843.507,52670708.724,58964028,66710267,78494632,94756654.182,103906393.123,126741533.544,151520205.798,152823960.202,155963474.681,175412367.243,185507860.962,195345010.632,"Other Co."]
["상용자가1","MWh",163497,3881638,4733196,11067768,20440636,28764853,25109521.696,21210354,22087883.581,23721658,21702345,18969708.747,20286965.319,20764154.543,23186524.905,23056972.138,24912104.437,26626181.441,31982353,28635807.913,30575112,"Non-Utility Generation for Common Use1"]
[null,null,0,0,0,0,1554996,4721413,269341,842196,813434,2094121,1680942,561813,576355,220419,304506,798850,1146405,1676440,1023939,451043,1130949]
["소내 전력량","MWh",89337,2102514,3422742,5394570,8298749,12328447,16451550.814,19371716.665,19689177.797,20154366,20463269,20257068,23782283.038,21504883.971,21707139.393,21371528,21572766.444,21135359.713,21254112.549,22081218.451,20976474.779,"Auxiliary Use"]
["소내 전력률","%",5.04,5.23,5.91,5.02,4.53,4.71,4.56,4.08,3.96,3.96,3.96,3.88,4.503,3.979,3.922,3.748,3.831,3.828,3.685,3.715,3.567,"Aux. Use Factor"]
["양수용 전력량","MWh",0,153950,676358,2272202,3668783,2117789,1980382.761,3662630,4256763.033,4789137,5408107,6644037,4823506.744,4716402.813,5476612,5105659.327,4587618.662,4351009.607,4855815.345,4911837.481,4924789.534,"Pumping Storage"]
["송전단 전력량(양수제외)","MWh",1683584,37950201,53908278,100002741,172693293,251953275,346207396.941,451432992.118,472650335.63,484334191,491002570,494716613,499239420.894,514118988.4,525710752,543231595.735,536197809.487,525850761.727,549623783.305,566864975.716,561446575.061,"Net Generation"]
["송배전 손실량","MWh",494198,2252746,3176183,5619450,9422999,11871191,15614768.342,18034237,17430382.611,17291504,18311111,18270412,17979209.894,18474842.4,18790097,19359354.974,19000474.771,18609970.525,19424217.846,20019815.37,19813450.449,"T & D Losses"]
["송배전 손실율","%",29.35,6.66,5.89,5.62,5.46,4.71,4.51,3.99,3.69,3.57,3.73,3.69,3.601,3.593,3.57,3.564,3.544,3.539,3.534,3.532,3.529,"Loss Factor(T & D)"]
["판매 전력량","MWh",1189386,35424455,50732095,94383292,163270294,239535486,332412828,434160228,455070260.5,466592949,474848580,477591701,483654815.688,497038904,507746386,526149162,520498737.726,509269715.197,533430810.858,547932742.215,545965955.35,"Power Sold"]
["수요 성장율","%",0,8.22,7.82,14.8,11.4,11.8,6.51,10.06,4.816,2.532,1.769,0.578,1.27,2.767,2.154,3.624,-1.074,-2.157,4.744,2.719,-0.359,"Growth Rate"]
["최대전력","kW",305686,6144194,9348942,17251683,29878000,41007164,54631000,71308000,73137000,75987000,76522000,80154000,78790000,85183000,85133000,92478000,90314000,89091000,91141000,94509000,93615000,"Peak Load"]
["평균전력","kW",202388,48589802,6621847,12291040,21080003,30327813,41625494,54184955,56722986.959,58011649,59035145,59585720,60284382.725,61694161.426,63188368.423,65142295.271,64274007.397,62859990.911,65845832.005,67853922.922,67128596.271,"Average Load"]
["부하율2","%",66.2,74.7,70.8,71.2,70.6,74,76.2,75.987,77.557,76.3,77.1,74.3,76.513,72.425,74.223,70.441,71.167,70.557,72.246,71.796,71.707,"Load Factor2"]
["이용율 ","%",55.1,46.7,43.5,58.4,66.3,62.2,67.5,73.3,73.915,70.2,68,63.9,61.7,58.276,54.05,54.699,51.281,48.657,49.131,49.1,46.481,"Utilization Plant Factor "]
["판매단가","원/kWh",3.22,64.31,67.92,52.94,61.28,74.65,74.46,86.12,89.32,99.1,106.33,111.28,111.575,111.234,109.531,108.748,108.658,109.801,108.11,120.508,152.8,"Average Revenues per kWh Sold "]
["수용가수","호 수",797252,5682341,6931167,9315211,12771338,14975793,17329494,19229450,19814866,20475899,21017693,21532269,22030215,22552719,23077023,23501542,23860032,24198304,24523304,24866375,25128874,"Customers "]
["인구1인당 전력생산량3","kWh/명",69,1038,1422,2516,4117,5635,7550.384,9711.809,9981.899,10190.581,10112.106,10169.338,10433.07,10546.071,10759.397,11057.619,10859.051,10653.532,11170.077,11555.433,11457.238,"Generation per Capita3"]
[null,null,0,0,0,0,4538,6144,8064.736,10128.553,10397.259,10623.094,10503.596,10573.325,10777.58,10946.958,11204.173,11488.923,11317.407,11134.918,11769.596,12142.531,12030.915]
["인구1인당 전력소비량","kWh/명",46,915,1243,2202,3640,5067,6883,8883.158,9141.731,9331.03,9285.002,9304.716,9555.177,9699.133,9869.463,10195.379,10038.575,9825.956,10330.037,10652.08,10637.359,"Consumption per Capita "]
["1. (   ) 내는 상용자가 발전량 중 한전의 구입 전력량",{"$nulls":10},"1. Parentheses are power sales to KEPCO in non-utility generation."]
["2. 최대전력에 대한 평균전력의 비를 백분율로 나타낸 것",{"$nulls":10},"2. The percentage ratio of average load over peak load."]
["3. (   ) 내는 상용발전 자체 소비량 포함분임",{"$nulls":10},"3. Paraentheses include own use of non-utility generation."]
["자료：한국전력공사",{"$nulls":10},"Source : Korea Electric Power Corporation"]

{"sheet":"Ⅴ-2","index":63,"n_rows":55,"n_cols":25,"rows_kept":55,"cut":false,"hidden":false,"merged":[[54,0,54,2],[3,13,3,14],[5,1,5,2],[5,3,5,4],[5,5,5,6],[5,7,5,8],[5,9,5,10],[5,11,5,12],[5,13,5,14],[3,1,3,2],[3,3,3,4],[3,5,3,6],[3,7,3,8],[3,9,3,10],[3,11,3,12],[4,1,4,2],[5,21,5,22],[6,21,6,22],[5,23,5,24],[6,23,6,24],[4,3,4,4],[4,5,4,6],[4,7,4,8],[4,9,4,10],[5,19,5,20],[4,11,4,12],[4,13,4,14],[6,15,6,16],[6,17,6,18],[5,15,5,16],[5,17,5,18],[6,19,6,20]],"flags":["formulas_cached_only"]}
["2. 발전 설비  Generating Facilities"]
[]
["단위: kW",{"$nulls":23},"Unit: kW"]
[null,"합계",null,"수력",null,"원자력",null,"집단",null,"대체",null,"기타1",null,"화력"]
[null,"Total",null,"Hydro",null,"Nuclear",null,"District Energy",null,"Alternative Energy",null,"Others1",null,"Thermal"]
[{"$nulls":15},"석탄혼소 ",null,"석유화력",null,"액화천연가스",null,"복합화력",null,"내연력"]
[{"$nulls":15},"Coal Mix",null,"Oil Thermal",null,"LNG",null,"Combined Cycle",null,"Internal Combustion"]
[null,null,"%",null,"%",null,"%",null,"%",null,"%",null,"%",null,"%",null,"%",null,"%",null,"%",null,"%",null,"%"]
[1981,9835380,100,1201730,12.218,587000,5.968,0,0,0,0,0,0,8046650,81.813,725000,7.371,6087300,61.892,0,0,920000,9.354,314350,3.196]
[1982,10304063,100,1201730,11.663,1265683,12.283,0,0,0,0,0,0,7836650,76.054,650000,6.308,6072300,58.931,0,0,920000,8.929,194350,1.886]
[1983,13115263,100,1201730,9.163,1915683,14.607,0,0,0,0,0,0,9997850,76.231,2110000,16.088,6772300,51.637,0,0,920000,7.015,195550,1.491]
[1984,14190263,100,1201730,8.469,1915683,13.5,0,0,0,0,0,0,11072850,78.031,3170000,22.339,6772300,47.725,0,0,920000,6.483,210550,1.484]
[1985,16136703,100,2223170,13.777,2865683,17.759,0,0,0,0,0,0,11047850,68.464,3700000,22.929,6212300,38.498,0,0,920000,5.701,215550,1.336]
[1986,18060083,100,2224550,12.317,4765683,26.388,0,0,0,0,0,0,11069850,61.295,3700000,20.487,6212300,34.398,0,0,920000,5.094,237550,1.315]
[1987,19020503,100,2232270,11.736,5715683,30.05,0,0,0,0,0,0,11072550,58.214,3700000,19.453,3662300,19.254,2550000,13.407,920000,4.837,240250,1.263]
[1988,19944123,100,2235740,11.21,6665683,33.422,0,0,0,0,0,0,11042700,55.368,3700000,18.552,3662300,18.363,2550000,12.786,895000,4.488,235400,1.18]
[1989,20997043,100,2338660,11.138,7615683,36.27,0,0,0,0,0,0,11042700,52.592,3700000,17.622,3662300,17.442,2550000,12.145,840000,4.001,290400,1.383]
[1990,21021123,100,2340040,11.132,7615683,36.229,0,0,0,0,0,0,11065400,52.639,3700000,17.601,3662300,17.422,2550000,12.131,840000,3.996,313100,1.489]
[1991,21110623,100,2444540,11.58,7615683,36.075,0,0,0,0,0,0,11050400,52.345,3700000,17.527,3662300,17.348,2550000,12.079,760000,3.6,378100,1.791]
[1992,24120073,100,2497790,10.356,7615683,31.574,0,0,0,0,0,0,14006600,58.07,3700000,15.34,3662300,15.184,2550000,10.572,3706200,15.366,388100,1.609]
[1993,27653693,100,2503710,9.054,7615683,27.539,0,0,0,0,0,0,17534300,63.407,5760000,20.829,4424800,16.001,1787500,6.464,5172550,18.705,389450,1.408]
[1994,28749573,100,2492590,8.67,7615683,26.49,0,0,0,0,0,0,18641300,64.84,6820000,23.722,4424800,15.391,1787500,6.217,5333550,18.552,275450,0.958]
[1995,32183873,100,3093390,9.612,8615683,26.77,0,0,0,0,0,0,20474800,63.618,7820000,24.298,4674800,14.525,1537500,4.777,6183550,19.213,258950,0.805]
[1996,35715433,100,3094450,8.664,9615683,26.923,0,0,0,0,0,0,23005300,64.413,7820000,21.895,4664800,13.061,1537500,4.305,8718550,24.411,264450,0.74]
[1997,41041778,100,3114595,7.589,10315683,25.135,0,0,0,0,0,0,27611500,67.277,10200000,24.853,4340000,10.575,1537500,3.746,11268550,27.456,265450,0.647]
[1998,43405841,100,3131208,7.214,12015683,27.682,0,0,0,0,0,0,28258950,65.104,11331000,26.105,4340000,9.999,1537500,3.542,10785000,24.847,265450,0.612]
[1999,46977697,100,3147564,6.7,13715683,29.196,0,0,0,0,0,0,30114450,64.104,13031000,27.739,4340000,9.238,1537500,3.273,10935000,23.277,270950,0.577]
[2000,48450717,100,3148664,6.499,13715683,28.309,0,0,0,0,0,0,31586370,65.193,14031000,28.959,4490000,9.267,1537500,3.173,11256920,23.234,270950,0.559]
[2001,50858647,100,3875764,7.621,13715683,26.968,0,0,0,0,0,0,33267200,65.411,15531000,30.538,4490000,8.828,1537500,3.023,11435750,22.485,272950,0.537]
[2002,53800847,100,3875764,7.204,15715683,29.211,0,0,0,0,0,0,34209400,63.585,15931000,29.611,4280000,7.955,1537500,2.858,12185750,22.65,275150,0.511]
[2003,56052677,100,3876779,6.916,15715683,28.037,1296200,2.312,83315,0.149,0,0,35080700,62.585,15931000,28.421,4280000,7.636,1537500,2.743,13085750,23.345,246450,0.44]
[2004,59961131,100,3879313,6.47,16715683,27.878,1381500,2.304,107905,0.18,0,0,37876730,63.169,17465000,29.127,4308600,7.186,1537500,2.564,14313350,23.871,252280,0.421]
[2005,62258197,100,3882813,6.237,17715683,28.455,1381500,2.219,155622,0.25,0,0,39122579,62.839,17965000,28.856,4308600,6.921,1537500,2.47,15014789,24.117,296690,0.477]
[2006,65514242,100,5484858,8.372,17715683,27.041,1381500,2.109,240422,0.367,0,0,40691779,62.111,18465000,28.185,4388600,6.699,1537500,2.347,16003989,24.428,296690,0.453]
[2007,68268188,100,5492087,8.045,17715683,25.95,1381500,2.024,373659,0.547,0,0,43305259,63.434,20465000,29.977,4488600,6.575,1537500,2.252,16510989,24.185,303170,0.444]
[2008,72490691.533,100,5505137.2,7.594,17715683,24.439,1459630,2.014,728337.333,1.005,0,0,47081904,64.949,23705000,32.701,4488600,6.192,1537500,2.121,17043989,23.512,306815,0.423]
[2009,73469978.004,100,5514571.8,7.506,17715683,24.113,1610210,2.192,1136352,1.547,0,0,47493161,64.643,24205000,32.945,4478600,6.096,887500,1.208,17574961,23.921,347100,0.472]
[2010,76078188.18,100,5524540,7.262,17715683,23.286,2066724,2.717,1748980.18,2.299,0,0,49022261,64.437,24205000,31.816,4478600,5.887,887500,1.167,19100161,25.106,351000,0.461]
[2011,79341867.266,100,6418389,8.09,18715683,23.589,2623224,3.306,1858660.266,2.343,0,0,49725911,62.673,24205000,30.507,4478600,5.645,887500,1.119,19799361,24.954,355450,0.448]
[2012,81805576,100,6446030,7.88,20715683,25.323,2768012,3.384,2338050,2.858,0,0,49537801,60.556,24533600,29.99,3950000,4.829,887500,1.085,19799361,24.203,367340,0.449]
[2013,86968936.822,100,6454462,7.422,20715683,23.82,3106068,3.571,3518701.822,4.046,0,0,53174022,61.141,24533600,28.21,3950000,4.542,887500,1.02,23473232,26.99,329690,0.379]
[2014,93215755,100,6466936,6.938,20715683,22.223,4322509,4.637,4473945,4.8,0,0,57236681,61.402,26273600,28.186,2950000,3.165,387500,0.416,27295891,29.282,329690,0.354]
[2015,97648761.43,100,6470709,6.627,21715683,22.239,5360020,5.489,5649367.43,5.785,0,0,58452981,59.86,26273600,26.906,2950000,3.021,387500,0.397,28512191,29.199,329690,0.338]
[2016,105865557.095,100,6485211,6.126,23115683,21.835,6200144,5.857,7477088.095,7.063,0,0,62587431,59.12,30545800,28.853,2950000,2.787,250000,0.236,28512191,26.932,329440,0.311]
[2017,116907641,100,6489456,5.551,22528683,19.27,7682304,6.571,9186923,7.858,0,0,71020275,60.749,35314578,30.207,2950000,2.523,0,0,32416227,27.728,339470,0.29]
[2018,119091659.508,100,6490410.4,5.45,21850000,18.347,9207684,7.732,11622809.108,9.76,0,0,69920756,58.712,35407613,29.731,2950000,2.477,0,0,31223673,26.218,339470,0.285]
[2019,125337668.536,100,6508103.4,5.192,23250000,18.55,9190984,7.333,14249553.136,11.369,851790,0.68,71287238,56.876,35500658,28.324,2600000,2.074,0,0,32845963,26.206,340617,0.272]
[2020,129191273.47,100,6505768.4,5.036,23250000,17.997,9190984,7.114,18739127.07,14.505,366204,0.283,71139190,55.065,35350658,27.363,1200000,0.929,1400000,1.084,33012852,25.553,175680,0.136]
[2021,134019775.423,100,6541335.4,4.881,23250000,17.348,9229174,6.886,23014162.023,17.172,366784,0.274,71618320,53.439,35828658,26.734,1200000,0.895,1400000,1.045,33012852,24.633,176810,0.132]
[2022,138194754.61,100,6513123.4,4.713,24650000,17.837,8919174,6.454,26325542.21,19.05,368595,0.267,71418320,51.679,36868658,26.679,0,0,1400000,1.013,33012852,23.889,136810,0.099]
[2023,143380908.007,100,6516996.4,4.545,24650000,17.192,9821006,6.85,29578510.607,20.629,370935,0.259,72443460,50.525,36868658,25.714,0,0,1400000,0.976,34038252,23.74,136550,0.095]
["1. 부생가스, 증류탑폐열, 여열회수, 천연가스압터빈",{"$nulls":12}," 1. Waste heat in distillation tower, waste heat recovery, natural gas pressure turbine and by-product gas."]
["주: 1. 상용자가 제외",{"$nulls":12},"Note: 1. Except Non-utility in common use"]
["      2. 2001. 4. 2. 한전의 발전부문은 발전부문 및 전력거래소로 분리",{"$nulls":12},"           2. On April 2, 2001, KEPCO's power generation division was divided into 6 generation subsidiary companies and a Power Exchange"]
["자료: 한국전력공사",{"$nulls":12},"Source: Korea Electric Power Corporation"]

{"sheet":"Ⅴ-3","index":64,"n_rows":55,"n_cols":25,"rows_kept":55,"cut":false,"hidden":false,"merged":[[3,13,3,14],[3,11,3,12],[3,1,3,2],[3,3,3,4],[3,5,3,6],[3,7,3,8],[3,9,3,10],[5,15,5,16],[5,17,5,18],[5,19,5,20],[5,21,5,22],[5,23,5,24],[6,15,6,16],[6,17,6,18],[6,19,6,20],[6,21,6,22],[6,23,6,24],[4,11,4,12],[4,13,4,14],[5,1,5,2],[5,3,5,4],[5,5,5,6],[5,7,5,8],[5,9,5,10],[5,11,5,12],[5,13,5,14],[4,1,4,2],[4,3,4,4],[4,5,4,6],[4,7,4,8],[4,9,4,10]],"flags":["formulas_cached_only"]}
["3. 설비별 발전량 Power Generating by Facility"]
[]
["단위: GWh",{"$nulls":23},"Unit: GWh"]
[null,"합계",null,"수력",null,"원자력",null,"집단",null,"신재생",null,"기타1",null,"화력2"]
[null,"Total",null,"Hydro",null,"Nuclear",null,"District Energy",null,"Renewables",null,"Others1",null,"Thermal2"]
[{"$nulls":15},"석탄혼소 ",null,"석유화력",null,"액화천연가스",null,"복합화력",null,"내연력"]
[{"$nulls":15},"Coal Mix",null,"Oil Thermal",null,"LNG",null,"Combined Cycle",null,"Internal Combustion"]
[null,null,"%",null,"%",null,"%",null,"%",null,"%",null,"%",null,"%",null,"%",null,"%",null,"%",null,"%",null,"%"]
[1981,40207,100,2709,6.738,2897,7.205,0,0,0,0,0,0,34601,86.057,4260,10.595,30045,74.726,0,0,258,0.642,38,0.095]
[1982,43122,100,2005,4.65,3777,8.759,0,0,0,0,0,0,37340,86.592,4488,10.408,32473,75.305,0,0,332,0.77,45,0.104]
[1983,48850,100,2723,5.574,8965,18.352,0,0,0,0,0,0,37162,76.074,6799,13.918,30098,61.613,0,0,214,0.438,42,0.086]
[1984,53808,100,2399,4.458,11792,21.915,0,0,0,0,0,0,39617,73.627,16159,30.031,23301.571,43.305,0,0,99,0.184,41,0.076]
[1985,58007,100,3659,6.308,16745,28.867,0,0,0,0,0,0,37603,64.825,20027,34.525,17384,29.969,0,0,58,0.1,61,0.105]
[1986,64695,100,4019,6.212,28311,43.761,0,0,0,0,0,0,32365,50.027,19927,30.801,12180,18.827,0,0,53,0.082,122,0.189]
[1987,73992,100,5344,7.222,39314,53.133,0,0,0,0,0,0,29334,39.645,17221,23.274,2235,3.021,9471,12.8,66,0.089,171,0.231]
[1988,85462,100,3566,4.173,40101,46.923,0,0,0,0,0,0,41795,48.905,21644,25.326,8608,10.072,10892,12.745,172,0.201,210,0.246]
[1989,94472,100,4558,4.825,47365,50.137,0,0,0,0,0,0,42549,45.039,21147,22.384,10918,11.557,9689,10.256,221,0.234,253,0.268]
[1990,107670,100,6361,5.908,52887,49.12,0,0,0,0,0,0,48422,44.973,22445,20.846,12878,11.961,11775,10.936,619,0.575,429,0.398]
[1991,118619,100,5051,4.258,56311,47.472,0,0,0,0,0,0,57257,48.27,23221,19.576,19741,16.642,12427,10.476,785,0.662,472,0.398]
[1992,130963,100,4863,3.713,56530,43.165,0,0,0,0,0,0,69570,53.122,25466,19.445,22572,17.235,14077,10.749,5464,4.172,574,0.438]
[1993,144437,100,6006,4.158,58138,40.251,0,0,0,0,0,0,80293,55.59,34490,23.879,24687.684,17.092,9738,6.742,9188,6.361,640,0.443]
[1994,164993,100,4098,2.484,58651,35.548,0,0,0,0,0,0,102244,61.969,45126,27.35,36812,22.311,1869,1.133,16047,9.726,789,0.478]
[1995,184661,100,5478,2.967,67029,36.298,0,0,0,0,0,0,112154,60.735,51565,27.924,28739,15.563,8948,4.846,20521,11.113,825,0.447]
[1996,205494,100,5201.324,2.531,73924,35.974,0,0,0,0,0,0,126368.676,61.495,59650,29.028,29067.151,14.145,8229,4.004,26943,13.111,772,0.376]
[1997,224445,100,5403.525,2.408,77086,34.345,0,0,0,0,0,0,141955.475,63.247,69729,31.067,27408.098,12.211,7661,3.413,34424,15.337,718,0.32]
[1998,215300,100,6099.036,2.833,89689,41.658,0,0,0,0,0,0,119511.964,55.51,77662,36.072,9943,4.618,1437,0.667,26505,12.311,575,0.267]
[1999,239325,100,6066.233,2.535,103064,43.064,0,0,0,0,0,0,130194.767,54.401,83604,34.933,11524,4.815,1345,0.562,28675,11.982,382,0.16]
[2000,266399.508,100,5609.822,2.106,108963.74,40.902,0,0,0,0,0,0,151825.946,56.992,99427,37.323,18888.171,7.09,1631.891,0.613,26863.14,10.084,293.861,0.11]
[2001,285223.757,100,4150.753,1.455,112133.033,39.314,0,0,0,0,0,0,168939.971,59.231,112257.472,39.358,21622.339,7.581,1556.93,0.546,29032.971,10.179,324.939,0.114]
[2002,306474.064,100,5311.047,1.733,119102.905,38.862,0,0,0,0,0,0,182060.113,59.405,119665.213,39.046,17493.064,5.708,1771.207,0.578,38336.951,12.509,353.023,0.115]
[2003,322451.697,100,6886.983,2.136,129671.763,40.214,0,0,0,0,0,0,185892.951,57.65,121931.426,37.814,16663.865,5.168,1674.183,0.519,40374.646,12.521,370.125,0.115]
[2004,342147.967,100,5861.434,1.713,130714.816,38.204,3552.538,1.038,350.183,0.102,0,0,201668.995,58.942,128547.386,37.571,16084.006,4.701,733.318,0.214,55451.941,16.207,406.895,0.119]
[2005,364639.331,100,5188.888,1.423,146779.023,40.253,2758.544,0.757,404.101,0.111,0,0,209508.774,57.456,134891.722,36.993,15529.107,4.259,786.366,0.216,57456.898,15.757,575.339,0.158]
[2006,381180.709,100,5218.621,1.369,148748.887,39.023,2596.731,0.681,511.223,0.134,0,0,224105.247,58.792,140345.973,36.819,14306.788,3.753,1258.155,0.33,67138.342,17.613,677.296,0.178]
[2007,403124.501,100,5042.462,1.251,142937.164,35.457,3085.14,0.765,830.824,0.206,0,0,251228.912,62.32,155684.637,38.619,15702.736,3.895,2027.701,0.503,76405.418,18.953,578.356,0.143]
[2008,422355.126,100,5562.651,1.317,150957.936,35.742,5054.422,1.197,1373.425,0.325,0,0,259406.692,61.419,174156.03,41.235,7981.563,1.89,1517.763,0.359,74519.352,17.644,502.708,0.119]
[2009,433603.745,100,5641.162,1.301,147770.807,34.08,5826.998,1.344,1790.609,0.413,0,0,272574.17,62.863,193803.291,44.696,11970.1,2.761,761.682,0.176,64486.009,14.872,696.953,0.161]
[2010,474660.205,100,6471.903,1.363,148595.712,31.306,8080.233,1.702,4478.058,0.943,0,0,307034.3,64.685,198287.36,41.775,10874.371,2.291,2287.541,0.482,94012.138,19.806,730.695,0.154]
[2011,496893.366,100,7830.652,1.576,154723.107,31.138,12429.067,2.501,7592.387,1.528,0,0,314318.154,63.257,199515.847,40.153,9456.338,1.903,2232.618,0.449,101479.384,20.423,820.533,0.165]
[2012,509574.329,100,7652.3,1.502,150327.293,29.501,12912.737,2.534,8617.869,1.691,0,0,330064.129,64.773,199329.718,39.117,13553.42,2.66,3452.866,0.678,110881.933,21.76,752.07,0.148]
[2013,517147.873,100,8393.928,1.623,138783.973,26.836,14403.169,2.785,10159.658,1.965,0,0,345407.145,66.791,201118.833,38.89,13940.534,2.696,3525.889,0.682,124400.011,24.055,740.935,0.143]
[2014,521970.903,100,7819.548,1.498,156406.511,29.965,18948.095,3.63,14695.69,2.815,0,0,324101.059,62.092,203765.391,39.038,6838.457,1.31,568.123,0.109,111711.465,21.402,655.81,0.126]
[2015,528091.193,100,5796.04,1.098,164762.416,31.2,22018.711,4.169,17317.949,3.279,0,0,318196.077,60.254,207333.695,39.261,8822.006,1.671,222.472,0.042,100598.385,19.049,643.164,0.122]
[2016,540440.854,100,6633.585,1.227,161995.104,29.975,32537.144,6.02,18935.66,3.504,0,0,320339.361,59.274,209200.166,38.709,13054.77,2.416,368.541,0.068,96922.27,17.934,573.196,0.106]
[2017,553530.107,100,6995.173,1.264,148426.725,26.815,36194.464,6.539,24145.362,4.362,0,0,337768.383,61.021,231886.59,41.892,5224.768,0.944,220.183,0.04,99618.99,17.997,513.347,0.093]
[2018,570646.507,100,7270.453,1.274,133505.261,23.395,47032.922,8.242,27176.674,4.762,0,0,355661.196,62.326,231653.039,40.595,5845.247,1.024,0,0,116835.607,20.474,528.453,0.093]
[2019,563040.305,100,6247.064,1.11,145909.669,25.915,46058.095,8.18,30526.257,5.422,1366.663,0.243,332932.557,59.131,219075.951,38.909,1842.478,0.327,0,0,110288.811,19.588,578.912,0.103]
[2020,552162.16,100,7148.249,1.295,160183.721,29.01,45567.264,8.253,31056.508,5.625,4940.046,0.895,303266.371,54.923,187335.442,33.928,1503.944,0.272,586.627,0.106,111759.245,20.24,404.673,0.073]
[2021,576809.488,100,6737.434,1.168,158015.23,27.395,48325.789,8.378,39101.556,6.779,1181.224,0.205,323448.255,56.075,188904.59,32.75,1493.853,0.259,1176.921,0.204,130358.255,22.6,490.697,0.085]
[2022,594400.365,100,7256.228,1.221,176054.012,29.619,49158.704,8.27,47266.256,7.952,1171.543,0.197,313493.621,52.741,186747.556,31.418,351.793,0.059,1377.345,0.232,123995.839,20.861,570.046,0.096]
[2023,588046.503,100,7500.314,1.275,180494.096,30.694,47959.307,8.156,50455.722,8.58,1172.535,0.199,300464.529,51.095,179264.484,30.485,0,0,878.108,0.149,118801.198,20.203,389.789,0.066]
["1. 부생가스, 증류탑폐열, 여열회수, 천연가스압터빈",{"$nulls":12}," 1. Waste heat in distillation tower, waste heat recovery, natural gas pressure turbine and by-product gas."]
["2. 화력에는 한전구입량 포함 ",{"$nulls":12},"2. The total of thermal power includes the purchased power."]
["주: 2001.4.2. 6개 발전자회사 및 전력거래소로 분리, 발전량은 자가용을 제외한 사업자용만 집계",{"$nulls":12},"Note: Separate generation subsidiary and KPX(Korea Power Exchange). Except non-utility in common use"]
["자료: 한국전력공사",{"$nulls":12},"Source: Korea Electric Power Corporation"]

{"sheet":"Ⅴ-4","index":65,"n_rows":59,"n_cols":21,"rows_kept":59,"cut":false,"hidden":false,"merged":[[3,11,3,12],[3,1,3,2],[3,3,3,4],[3,5,3,6],[3,7,3,8],[3,9,3,10],[3,13,3,20],[4,13,4,14],[4,15,4,16],[4,17,4,18],[4,19,4,20]],"flags":["formulas_cached_only"]}
["4. 에너지원별 발전량 Power Generation by Energy Source"]
[]
["단위: GWh",{"$nulls":19},"Unit: GWh"]
[null,"합계\nTotal",null,"수력1\nHydro1",null,"원자력\nNuclear",null,"집단2\nDistrict Energy2",null,"신재생1\nRenewables1",null,"기타3\nOthers3",null,"화력\nThermal"]
[{"$nulls":13},"소계\nSubtotal",null,"석탄\nCoal",null,"석유\nPetroleum",null,"액화천연가스\nLNG"]
[null,null,"%",null,"%",null,"%",null,"%",null,"%",null,"%",null,"%",null,"%",null,"%",null,"%"]
[1981,40207,100,2709,6.738,2897,7.205,0,0,0,0,0,0,34601,86.057,2530,6.292,32071,79.765,0,0]
[1982,43122,100,2005,4.65,3777,8.759,0,0,0,0,0,0,37340,86.592,2612,6.057,34728,80.534,0,0]
[1983,48850,100,2723,5.574,8965,18.352,0,0,0,0,0,0,37162,76.074,4289,8.78,32873,67.294,0,0]
[1984,53808,100,2399,4.458,11792,21.915,0,0,0,0,0,0,39617,73.627,13383,24.872,26234,48.755,0,0]
[1985,58007,100,3659,6.308,16745,28.867,0,0,0,0,0,0,37603,64.825,17639,30.408,19964,34.417,0,0]
[1986,64695,100,4019,6.212,28311,43.761,0,0,0,0,0,0,32365,50.027,18220,28.163,13895,21.478,250,0.386]
[1987,73992,100,5344,7.222,39314,53.133,0,0,0,0,0,0,29334,39.645,15856,21.429,5087,6.875,8391,11.34]
[1988,85462,100,3566,4.173,40101,46.923,0,0,0,0,0,0,41795,48.905,19840,23.215,11523,13.483,10432,12.207]
[1989,94472,100,4558,4.825,47365,50.137,0,0,0,0,0,0,42549,45.039,18777,19.876,14640,15.497,9132,9.666]
[1990,107670,100,6361,5.908,52887,49.12,0,0,0,0,0,0,48421,44.972,19961,18.539,18856,17.513,9604,8.92]
[1991,118619,100,5051,4.258,56311,47.472,0,0,0,0,0,0,57257,48.27,20140,16.979,27182,22.915,9935,8.376]
[1992,130963,100,4863,3.713,56530,43.165,0,0,0,0,0,0,69570,53.122,22072,16.854,35311,26.963,12187,9.306]
[1993,144437,100,6006,4.158,58138,40.251,0,0,0,0,0,0,80293,55.59,30917,21.405,34888,24.154,14488,10.031]
[1994,164993,100,4098,2.484,58651,35.548,0,0,0,0,0,0,102244,61.969,41835,25.356,40363,24.463,20046,12.15]
[1995,184661,100,5478,2.967,67029,36.298,0,0,0,0,0,0,112154,60.735,48813,26.434,42045,22.769,21296,11.532]
[1996,205494,100,5201.324,2.531,73924,35.974,0,0,0,0,0,0,126367,61.494,56881,27.68,42436,20.651,27050,13.163]
[1997,224445,100,5403.525,2.408,77086,34.345,0,0,0,0,0,0,141956,63.248,67190,29.936,42943,19.133,31823,14.179]
[1998,215300,100,6099.036,2.833,89689,41.658,0,0,0,0,0,0,119512,55.51,75498,35.066,17712,8.227,26302,12.216]
[1999,239325,100,6066.233,2.535,103064,43.064,0,0,0,0,0,0,130195,54.401,81544,34.072,18527,7.741,30124,12.587]
[2000,266400,100,5609.822,2.106,108964,40.902,0,0,0,0,0,0,151826,56.992,97538,36.613,26142,9.813,28146,10.565]
[2001,285224,100,4150.753,1.455,112133,39.314,0,0,0,0,0,0,168940,59.231,110333,38.683,28156,9.872,30451,10.676]
[2002,306474,100,5311.047,1.733,119103,38.862,0,0,0,0,0,0,182060,59.405,118022,38.51,25095,8.188,38943,12.707]
[2003,322452,100,6886.983,2.136,129672,40.214,0,0,0,0,0,0,185892,57.65,120276,37.3,26526,8.226,39090,12.123]
[2004,342148,100,5861.434,1.713,130715,38.204,3552.538,1.038,350.183,0.102,0,0,201668,58.942,127158,37.165,18511,5.41,55999,16.367]
[2005,364638,100,5188.888,1.423,146779,40.253,2758.544,0.757,404.101,0.111,0,0,209509,57.457,133658,36.655,17733,4.863,58118,15.939]
[2006,381181,100,5218.621,1.369,148749,39.023,2596.731,0.681,511.223,0.134,0,0,224105,58.792,139205,36.519,16598,4.354,68302,17.919]
[2007,403124,100,5042.462,1.251,142937,35.457,3085.14,0.765,830.824,0.206,0,0,251233,62.322,154674,38.369,18132,4.498,78427,19.455]
[2008,422355,100,5561,1.317,150958,35.742,5054.422,1.197,1373.425,0.325,0,0,259411,61.42,173508,41.081,10094,2.39,75809,17.949]
[2009,433604,100,5641.162,1.301,147771,34.08,5826.998,1.344,1790.609,0.413,0,0,272573,62.862,193216,44.56,14083,3.248,65274,15.054]
[2010,474660,100,6471.903,1.363,148596,31.306,8080.233,1.702,3984.184,0.839,0,0,307528,64.789,197916,41.696,12878,2.713,96734,20.38]
[2011,496893,100,7830.652,1.576,154723,31.138,12429.067,2.501,7591.992,1.528,0,0,314318,63.257,200124,40.275,12492,2.514,101702,20.468]
[2012,509574.329,100,7652.301,1.502,150327.293,29.501,13061.007,2.563,10562.642,2.073,0,0,327971,64.362,198831,39.019,15156,2.974,113984,22.368]
[2013,517147.874,100,8543.415,1.652,138783.973,26.836,14633.343,2.83,11267.051,2.179,0,0,343919.5,66.503,200444.147,38.76,15751,3.046,127724.353,24.698]
[2014,521970.903,100,7819.547,1.498,156406.511,29.965,0,0,14694.602,2.815,0,0,343049.755,65.722,203445.942,38.976,24950,4.78,114653.813,21.966]
[2015,528091.193,100,5796.04,1.098,164762.416,31.2,0,0,20903.937,3.958,0,0,336628.766,63.744,204229.919,38.673,31616,5.987,100782.847,19.084]
[2016,540440.854,100,6633.585,1.227,161995.104,29.975,0,0,22936,4.244,0,0,348876,64.554,213803,39.561,14221,2.631,120852,22.362]
[2017,553530.107,100,6995.173,1.264,148426.725,26.815,0,0,27874,5.036,0,0,370234.989,66.886,238798.989,43.141,8663,1.565,122773,22.18]
[2018,570646.507,100,7270.453,1.274,133505.261,23.395,0,0,32238.784,5.65,0,0,397632.01,69.681,238967.336,41.877,5740.179,1.006,152924.495,26.798]
[2019,563040.305,100,6247.064,1.11,145909.669,25.915,0,0,33602.903,5.968,2249.438,0.4,375031.23,66.608,227384.072,40.385,3292.253,0.585,144354.905,25.638]
[2020,552162.16,100,7148.249,1.295,160183.721,29.01,0,0,32649.554,5.913,7681.3,1.391,344499.335,62.391,196332.857,35.557,2255.299,0.408,145911.179,26.425]
[2021,576809.488,100,6737.434,1.168,158015.23,27.395,0,0,40041.299,6.942,3316.355,0.575,368699.17,63.92,197966.372,34.321,2354.483,0.408,168378.315,29.191]
[2022,594400.365,100,7256.228,1.221,176054.012,29.619,0,0,49640.497,8.351,2677.892,0.451,358771.735,60.359,193231.425,32.509,1965.622,0.331,163574.687,27.519]
[2023,588046.503,100,7500.314,1.275,180494.096,30.694,0,0,52845.617,8.987,3043.739,0.518,344162.737,58.526,184927.212,31.448,1486.504,0.253,157749.022,26.826]
["1. 신재생: 수력 발전량 불포함, 혼소발전량 분리",{"$nulls":12},"1. Renewable energy excludes power generation of hydro."]
["2. 2014년 부터 집단은 에너지원별 발전량 분류",{"$nulls":12},"2. District Energy has been included in the generation by each energy source since 2014."]
["3. 부생가스, 증류탑폐열, 여열회수, 천연가스압터빈",{"$nulls":12},"3. Waste heat in distillation tower, waste heat recovery, natural gas pressure turbine and by-product gas."]
["자료: 한국전력공사",{"$nulls":12},"Source: Korea Electric Power Corporation"]
[]
[]
[]
[]
[]
[{"$nulls":6}," "]

{"sheet":"Ⅴ-5","index":66,"n_rows":55,"n_cols":34,"rows_kept":55,"cut":false,"hidden":false,"merged":[[4,15,4,17],[2,1,2,2],[2,3,2,11],[2,12,2,17],[3,1,3,2],[3,3,3,5],[3,6,3,8],[3,9,3,11],[3,12,3,14],[3,15,3,17],[4,1,4,2],[4,3,4,5],[4,6,4,8],[4,9,4,11],[4,12,4,14],[6,18,6,19],[6,21,6,22],[6,24,6,25],[6,27,6,28],[5,3,5,4],[5,6,5,7],[5,9,5,10],[5,12,5,13],[5,15,5,16],[6,3,6,4],[6,6,6,7],[6,9,6,10],[6,12,6,13],[6,15,6,16],[4,32,4,33],[5,18,5,19],[5,21,5,22],[5,24,5,25],[5,27,5,28],[4,18,4,20],[4,21,4,23],[4,24,4,26],[4,27,4,29],[4,30,4,31],[2,18,2,26],[2,27,2,29],[2,30,2,31],[2,32,2,33],[3,18,3,20],[3,21,3,23],[3,24,3,26]],"flags":["formulas_cached_only"]}
["5. 발전 연료 소비량 Fuel Consumption for Generation(Continued)"]
[]
[null,"합계\nTotal",null,"석탄\nCoal",{"$nulls":8},"석유\nPetroleum",{"$nulls":5},"석유\nPetroleum",{"$nulls":8},"액화천연가스\nLNG",null,null,"원자력\nNuclear",null,"수력\nHydro"]
[null,null,null,"소계",null,null,"무연탄",null,null,"유연탄",null,null,"소계",null,null,"B.C 유",null,null,"기타 중유",null,null,"경유",null,null,"납사"]
[null,null,null,"Subtotal",null,null,"Anthracite",null,null,"Bituminous Coal",null,null,"Subtotal",null,null,"Bunker-C",null,null,"Others",null,null,"Diesel oil",null,null,"Naphtha"]
[null,"소비량","점유율","소비량",null,"점유율","소비량",null,"점유율","소비량",null,"점유율","소비량",null,"점유율","소비량",null,"점유율","소비량",null,"점유율","소비량",null,"점유율","소비량",null,"점유율","소비량",null,"점유율","소비량","점유율","소비량","점유율"]
[null,"Consumption","Ratio","Consumption",null,"Ratio","Consumption",null,"Ratio","Consumption",null,"Ratio","Consumption",null,"Ratio","Consumption",null,"Ratio","Consumption",null,"Ratio","Consumption",null,"Ratio","Consumption",null,"Ratio","Consumption",null,"Ratio","Consumption","Ratio","Consumption","Ratio"]
[null,"1,000 toe","(%)","M/T","1,000 toe","(%)","M/T","1,000 toe","(%)","M/T","1,000 toe","(%)","㎘","1,000 toe","(%)","㎘","1,000 toe","(%)","㎘","1,000 toe","%","㎘","1,000 toe","%","㎘","1,000 toe","%","ton","1,000 toe","%","1,000 toe","%","1,000 toe","%"]
[1981,9579,100,1721997,703,7.339,1721997,703,7.3,0,0,0,7596508,7475,78,7092164,6994,73,416985,411,4.3,77358,70,0.7,0,0,0,0,0,0,724,7.6,677,7.1]
[1982,10189,100,1856603,720,7.066,1856603,720,7.1,0,0,0,8140409,8042,78.8,7425802,7327,71.9,617647,609,6,97439,88,0.9,"3,2211",3,0.029,0,0,0,944,9.3,501,4.9]
[1983,11568,100,2622818,1114,9.63,2077163,776,9.6,545655,338,2.9,7632873,7531,65.1,6926560,6841,59.2,599530,592,5.1,106783,97,0.8,"2,0981",2,0.02,0,0,0,2241,19.4,681,5.9]
[1984,12735,100,6196200,3162,24.829,2480996,876,6.9,3715204,2286,18,6114016,6025,47.3,5460617,5391,42.3,518905,512,4,134494,121,1,0,0,0,0,0,0,2948,23.2,600,4.7]
[1985,13828,100,7921198,4151,30.019,2274029,774,5.6,5647169,3376,24,4639173,4576,33.1,4349166,4296,31.1,202827,200,1.4,87180,80,0.6,0,0,0,0,0,0,4186,30.3,915,6.6]
[1986,15627,100,7941931,4271,27.331,1896261,649,4.1,6045670,3621,23.2,3267275,3216,20.6,2869139,2828,18.1,320265,316,2,77870,72,0.5,"1,3062",1,0.01,44649,58,0.4,7078,45.3,1005,6.4]
[1987,18096,100,7205920,3739,20.662,2173164,727,4,5032756,3012,16.6,1247497,1220,6.7,7929195,913,5,243076,239,1.3,75226,68,0.4,0,0,0,1525409,1972,10.9,9829,54.3,1336,7.4]
[1988,20701,100,8969282,4654,22.482,2597736,885,4.3,6371546,3769,18.2,2736533,2687,13,2124308,2091,10.1,525150,517,2.5,87075,79,0.4,0,0,0,1888394,2445,11.8,10025,48.4,892,4.3]
[1989,22897,100,8280161,4372,19.094,2367043,819,3.6,5913118,3553,15.5,3458676,3398,14.8,2846370,2804,12.2,499474,492,2.1,112832,102,0.4,0,0,0,1648197,2146,9.4,11841,51.7,1139,5]
[1990,26055,100,8529283,4603,17.666,2013268,704,2.7,6516015,3899,15,4482279,4398,16.9,3643426,3592,13.8,582788,575,2.2,256065,231,0.9,0,0,0,1718700,2242,8.6,13222,50.7,1590,6.1]
[1991,28582,100,8538869,4638,16.227,1977676,690,2.4,6561193,3948,13.8,6386732,6280,22,4895177,4831,16.9,1216759,1201,4.2,274796,248,0.9,0,0,0,1779890,2323,8.1,14078,49.3,1263,4.4]
[1992,31362,100,9217102,5106,16.281,2008494,790,2.5,7208608,4316,13.8,8166462,8004,25.5,5517119,5442,17.4,2026861,1999,6.4,622482,563,1.8,0,0,0,2224518,2903,9.3,14133,45.1,1216,3.9]
[1993,34253,100,12543851,7098,20.722,2283630,944,2.7,10260221,6154,18,7961710,7828,22.9,5611726,5534,16.2,2023813,1996,5.8,326171,298,0.9,0,0,0,2517921,3290,9.6,14535,42.4,1502,4.4]
[1994,38525,100,16147950,9468,24.576,2179638,952,2.5,13968312,8516,22.1,9184676,9016,23.4,6509197,6415,16.7,2237542,2205,5.7,437937,396,1,0,0,0,3329257,4354,11.3,14663,38.1,1024,2.6]
[1995,43272,100,18631970,11021,25.469,2429275,1102,2.6,16202695,9919,22.9,9686754,9465,21.9,6467208,6369,14.7,2286132,2251,5.2,933414,845,2,0,0,0,3562048,4659,10.8,16757,38.7,1370,3.2]
[1996,47971,100,21461439,12745,26.568,2513738,1155,2.4,18947701,11590,24.2,9807908,9416,19.6,6095098,5913,12.3,2100710,2038,4.2,1612100,1465,3.1,0,0,0,4622368,6029,12.6,18481,38.5,1300,2.7]
[1997,52221,100,25011741,14979,28.684,2304699,1066,2,22707042,13913,26.7,9880476,9604,18.4,5513752,5422,10.3,2795692,2749,5.2,1571032,1433,2.9,0,0,0,5376576,7015,13.4,19272,36.9,1351,2.6]
[1998,49486,100,28206782,16749,33.846,2527301,1174,2.3,25679481,15575,31.5,3404219,3320,6.7,2276328,2235,4.5,822384,807,1.6,305507,278,0.6,0,0,0,4189314,5470,11.1,22422,45.3,1525,3.1]
[1999,54863,100,30812524,18089,32.971,2596945,1202,2.2,28215579,16887,30.8,3348422,3268,6,2730231,2685,4.9,292767,288,0.5,325424,295,0.6,0,0,0,4766708,6223,11.3,25766,47,1517,2.7]
[2000,60993,100,36216533,21504,35.257,2848015,1293,2.1,33368518,20211,33.1,5086067,4993,8.2,4297081.8,4231,6.9,597913,589,1,191073,173,0.3,0,0,0,4491013,5852,9.6,27241,44.7,1403,2.3]
[2001,65147,100,40794652,24310,37.316,2875286,1311.705,2,37919366,22998.095,35.3,5604382,5539,8.5,4926550.697,4876.793,7.5,570701,565,0.9,107130.18,96.771,0.1,0,0,0,4790808,6240.986,9.6,28033,43,1038,1.6]
[2002,69606,100,43061763,25960,37.296,2750542,1260.573,1.8,40311221,24698.685,35.5,4804957,4751,6.8,4455276,4428.544,6.4,72649,72,0.1,277032,250.132,0.3,0,0,0,5983120,7791.817,11.2,29776,42.8,1327,1.9]
[2003,73411,100,44457391,26560,36.18,2879676,1330.698,1.8,41577715,25229.357,34.4,5054789,4912,6.7,4267869.991,4189.341,5.7,148614.009,146,0.2,638305.215,577.156,0.8,0,0,0,5995742.07,7801.66,10.6,32415,44.2,1722,2.3]
[2004,76974,100,47926692,27971,36.338,2411721,1130.679,1.5,45514971,26841.811,34.8,4339836,4162,5.4,3681634.626,3537.994,4.6,518814.646,499,0.6,139385.961,125.201,0.2,0,0,0,8220852.242,10697.325,13.9,32679,42.5,1465,1.9]
[2005,82513,100,50296834,29394,35.623,2359492,1092.289,1.3,47937342,28302.987,34.3,4167583,4005,4.8,3578026.214,3445.193,4.2,472998.722,455,0.5,116558.327,104.835,0.1,0,0,0,8537926.301,11121.672,13.5,36695,44.5,1297,1.6]
[2006,85104,100,52603606,30561,35.91,2345136,1069.353,1.2,50258470,29491.597,34.7,3789478,3735,4.4,3547137.664,3510.772,4.1,86265.154,85,0.1,156075,139.016,0.2,0,0,0,9466085.842,12316.503,14.5,37187,43.7,1305,1.5]
[2007,83860,100,58342192,33935,40.466,2392411,1087.438,1.3,55949781,32848.253,39.2,4018927,3995,4.8,3899078.729,3888.269,4.6,0,0,0,119848.465,106.763,0.1,0,0,0,10828750.644,14114.067,16.8,30732,36.6,1084,1.3]
[2008,87479.521,100,65772103.889,37990.52,43.428,2534021,1204.811,1.377,63238082.889,36783.418,42.051,2141528,2121.875,2.426,2034571.799,2027.412,2.318,27.818,0.028,0,106927.702,94.393,0.108,0,0,0,10515372.466,13715.034,15.678,32455.956,37.101,1195.97,1.367]
[2009,89527.66,100,73782646,42155.12,47.086,2690328,1235.037,1.38,71092318,40959.02,45.707,3055850,3024.087,3.378,2943671.596,2926.056,3.268,0,0,0,112178,98.073,0.11,0,0,0,8596731.827,11364.851,12.694,31770.724,35.487,1212.85,1.355]
[2010,96512.345,100,78807044,43513.108,45.086,2404050,1071.273,1.11,76402994,42438.38,43.976,2824346,2803.722,2.905,2693701.185,2686.937,2.784,16957.633,17,0.018,113686.868,99.835,0.103,0,0,0,12914479.134,16856.592,17.465,31948.078,33.103,1391.459,1.442]
[2011,99267.952,100,81512968,44168.221,44.494,1658801,783.437,0.789,79854167,43381.531,43.705,2174197,2158.146,2.174,2050365.409,2049.574,2.065,0,0,0,123831.886,108.605,0.109,0,0,0,13609052.265,17992.831,18.125,33265.468,33.511,1683.59,1.696]
[2012,99912.921,100,80601345,42922.75,42.96,1796721,853.498,0.854,78804624,39855.203,39.89,3412818.741,3320.932,3.324,3272118.741,3195.661,3.198,0,0,0,140699.568,125.27,0.125,0,0,0,15320733.956,20335.545,20.353,31719.059,31.747,1614.635,1.616]
[2013,101571.921,100,80488469,44666.094,44.705,1728664,940.325,0.941,78759805,43726.284,43.764,3550813.046,3521,3.524,3401690.046,3389.081,3.392,0,0,0,149123.348,132.325,0.132,0,0,0,17004865.547,22330.29,22.35,29283.418,29.309,1771.119,1.773]
[2014,96909.073,100,79731843.666,44769.423,46.197,2043992,1134.208,1.17,77687851.666,43635.215,45.027,1692083,1667.181,1.72,1581186,1569.803,1.62,0,0,0,110897,97.377,0.1,0,0,0,12497193.274,15820.771,16.325,33001.774,34.054,1649.925,1.703]
[2015,94857.579,100,81558141.956,45754.304,48.235,2125486,1212.816,1.279,79432655.956,44541.488,46.956,1962050.397,1954.888,2.061,1850639.754,1855.794,1.956,0,0,0,111410.643,99.094,0.104,0,0,0,8763723.686,11160.552,11.766,34764.87,36.65,1222.964,1.289]
[2016,94517.224,100,80573359.59,44914.776,47.52,2528364,1406.553,1.488,78044995.59,43508.222,46.032,2938723.562,2865.746,3.032,2783520.784,2719.047,2.877,0,0,0,155202.778,146.699,0.155,0,0,0,8283596.21,11156.05,11.803,34180.967,36.164,1399.686,1.481]
[2017,94391.861,100,90296154.67,49464.534,52.403,1078762,581.143,0.616,89217392.67,48883.39,51.788,1101446.219,1084.255,1.149,927885.491,928.167,0.983,0,0,0,173560.728,156.088,0.165,0,0,0,8161279.407,10738.208,11.376,31614.892,33.493,1489.972,1.578]
[2018,92789.498,100,90540880,48640.033,52.42,991627,522.126,0.563,89549253,48117.907,51.857,1228356.185,1212.379,1.307,1013228.579,1020.22,1.099,0,0,0,215127.606,192.158,0.207,0,0,0,9889857.825,12951.859,13.958,28436.621,30.646,1548.606,1.669]
[2019,91057.242,100,84486191,46471.215,51.035,1164840,603.222,0.662,83321351,45867.992,50.373,684493.269,648.325,0.712,361925.212,360.481,0.396,0,0,0,322568.057,287.845,0.316,0,0,0,8890732.866,11528.319,12.661,31078.759,34.131,1330.624,1.461]
[2020,87766.601,100,70065112.609,38538.803,43.911,971160.8,502.924,0.573,69093951.809,38035.879,43.338,451951.338,432.653,0.322,283174.682,282.044,0.321,0,0,0,168776.656,150.608,0.169,0,0,0,10144035.885,13153.435,14.778,34119.133,38.333,1522.577,1.711]
[2021,89007.173,100,67777535.862,37281.838,41.886,899642.14,465.887,0.523,66877893.722,36815.95,41.363,497709.379,474.278,0.533,290827.797,289.667,0.325,0,0,0,206881.582,184.612,0.207,0,0,0,12461751.345,16158.74,18.154,33657.244,37.814,1435.074,1.612]
[2022,91566.453,100,66087039.285,36351.707,39.7,884961.83,458.285,0.5,65202077.455,35893.422,39.199,374600.404,346.046,0.378,113554.037,113.101,0.124,0,0,0,261046.367,232.946,0.254,0,0,0,12203302.909,15823.618,17.281,37499.505,40.953,1545.577,1.688]
[2023,87421.646,100,60292477.117,33160.89,37.932,913726.462,473.181,0.541,59378750.655,32687.709,37.391,294371.031,264.221,0.302,14834.552,14.775,0.017,0,0,0,279536.479,249.445,0.285,0,0,0,10761226.749,13953.726,15.961,38445.242,43.977,1597.567,1.827]
["주：원자력, 수력은 발전량 기준임",{"$nulls":17},"Note：Nuclear and Hydro are based on generation"]
["        1. 코크스 소비실적",{"$nulls":17},"            1. Cokes Consumption"]
["        2. C.O.M 소비실적",{"$nulls":17},"            2. C.O.M(coal and oil mixture) Consumption"]
["자료: 한국전력공사",{"$nulls":17},"Source: Korea Electric Power Corporation"]

{"sheet":"Ⅴ-6","index":67,"n_rows":53,"n_cols":21,"rows_kept":53,"cut":false,"hidden":false,"merged":[[3,1,3,2],[3,3,3,4],[3,5,3,16],[3,17,3,18],[4,7,4,8],[51,0,51,4],[4,11,4,12],[4,13,4,14],[4,15,4,16],[4,17,4,18],[5,1,5,2],[5,3,5,4],[5,5,5,6],[5,7,5,8],[5,9,5,10],[4,1,4,2],[4,3,4,4],[4,5,4,6],[4,9,4,10],[5,11,5,12],[5,13,5,14],[5,15,5,16],[5,17,5,18],[3,19,3,20],[5,19,5,20],[4,19,4,20]],"flags":["formulas_cached_only"]}
["6. 화력 발전소 열효율 Thermal Plant Efficiency"]
[]
["단위: %",{"$nulls":19},"Unit: %"]
[null,"합계",null,"한전, 자회사",null,"기력   Thermal",{"$nulls":13},"타사"]
[null,"Total ",null,"Total of KEPCO",null,"소계",null,"무연탄",null,"유연탄",null,"중유",null,"액화천연가스",null,"복합화력 ",null,"내연력",null,"Other Co."]
[null,null,null,"& Subsidiaries",null,"Subtotal",null,"Anthracite Coal",null,"Bituminous Coal",null,"Heavy Oil",null,"LNG",null,"Combined Cycle",null,"Internal-Combustion"]
[null,"발전단","송전단","발전단","송전단","발전단","송전단","발전단","송전단","발전단","송전단","발전단","송전단","발전단","송전단","발전단","송전단","발전단","송전단","발전단","송전단"]
[null,"Gross ","Net","Gross ","Net","Gross ","Net","Gross ","Net","Gross ","Net","Gross ","Net","Gross ","Net","Gross ","Net","Gross ","Net","Gross ","Net"]
[1981,36.39,34.41,36.39,34.44,36.4,34.35,31,0,0,0,37.38,35.49,0,0,36.69,34.71,31.27,28.24,36.34,33.86]
[1982,36.73,34.85,36.73,34.88,36.74,34.89,31.22,0,0,0,37.72,35.95,0,0,36.49,34.76,33.18,30.44,36.54,34.27]
[1983,36.96,38.94,36.98,34.99,37.01,35.02,32.07,0,36.83,0,38.08,36.26,0,0,33.14,31.3,33.12,31.21,36.38,33.96]
[1984,37.07,35,37.08,35.02,37.11,35.05,32.38,0,38.08,0,38.07,36.33,0,0,30.5,27.44,33.41,31.03,35.64,32.96]
[1985,36.98,34.85,37,34.87,37.02,34.9,32,0,37.63,0,38.21,36.47,0,0,28.84,24.05,34.66,33,35.44,31.87]
[1986,36.8,34.66,36.8,34.67,36.82,34.69,31.72,0,37.67,0,37.73,35.97,0,0,29.78,24.22,36.55,35.25,35.74,33.06]
[1987,36.26,34.11,36.26,34.12,36.28,34.14,31.83,0,37.69,0,35.72,33.41,36.64,35.2,27.91,24.05,37.76,36.43,36.1,33.36]
[1988,36.68,34.62,36.67,34.63,36.7,34.65,31.63,0,37.93,0,38.04,35.9,36.71,35.23,32.06,29.86,36.4,35.25,36.69,34.38]
[1989,36.8,34.73,36.81,34.75,36.84,34.76,31.61,0,38.17,0,38.25,36.09,36.65,35.13,33.8,31.72,35.86,34.87,36.49,34.32]
[1990,36.99,34.95,37.02,34.98,37.07,35.01,32.19,0,38.22,0,37.9,35.66,37.01,35.55,36.03,34.82,33.3,32.45,36.3,34.13]
[1991,36.93,34.92,36.95,34.95,36.97,34.94,32.05,0,38.26,0,37.43,35.27,36.88,35.45,36.5,35.34,36.38,35.41,36.16,34.08]
[1992,36.73,34.86,36.74,34.86,36.93,34.94,31.92,0,38.15,0,37.36,35.23,37.16,35.78,34.61,33.75,38.53,37.49,36.63,34.84]
[1993,37.34,35.47,37.35,35.48,37.11,35.11,31.98,0,38.19,0,37.26,35.19,37.54,36.3,39.3,38.29,36.87,35.96,36.62,34.74]
[1994,38.16,36.42,38.2,36.46,37.52,35.63,32.02,0,38.61,0,37.62,35.75,35.45,34.13,42.35,41.38,32,31.34,36.61,34.81]
[1995,38.14,36.47,38.22,36.54,37.61,35.74,32.05,29.48,38.69,36.91,37.66,35.75,36.94,35.35,41.46,40.6,29.97,29.38,35.29,33.77]
[1996,38.21,36.6,38.37,36.77,37.79,35.97,32.77,30.2,38.94,37.21,37.45,35.62,36.79,35.16,39.89,39.13,32.3,31.59,33.26,32.06]
[1997,38.38,36.82,38.73,37.11,38.05,36.23,33.18,30.5,38.99,37.25,37.73,35.9,36.12,34.43,41.39,40.5,33.67,32.87,31.73,31.14]
[1998,39.45,37.81,39.48,37.81,38.41,36.57,33.47,30.58,39.17,37.44,37.22,35.27,36.3,34.73,43.97,43.04,36.3,35.27,38.48,37.59]
[1999,39.51,37.73,39.52,37.73,38.4,36.39,33.99,30.33,39.06,37.21,37.35,35.32,36.07,34.48,44.09,43.19,34.6,33.57,38.69,37.53]
[2000,39.449,37.637,39.451,37.629,38.589,36.601,34.484,30.91,39.255,37.431,37.446,35.295,35.676,34.01,44.15,43.22,37.198,35.791,39.321,38.074]
[2001,39.57,37.8,39.52,37.72,38.67,36.73,33.93,30.37,39.3,37.51,37.71,35.64,35.42,33.68,45.07,44.15,39.87,38.33,41.01,40.14]
[2002,39.96,38.26,39.87,38.12,38.78,36.86,34.66,31.11,39.3,37.52,37.59,35.42,36.1,34.5,45.56,44.68,40.09,38.64,42.1,41.33]
[2003,39.94,38.23,39.86,38.12,38.67,36.76,34.51,30.93,39.16,37.4,37.58,35.36,36.37,34.67,45.71,44.8,39.74,38.19,41.75,40.96]
[2004,40.66,38.96,40.62,38.88,38.82,36.83,34.74,30.8,39.25,37.46,37.4,34.8,36.09,34.28,47.19,46.33,39.11,37.57,41.75,40.97]
[2005,40.696,38.976,40.62,38.86,38.875,36.879,34.945,30.89,39.259,37.407,37.553,35.225,36.454,34.556,47.13,46.26,40.034,38.185,42.44,41.554]
[2006,40.974,39.296,40.826,39.111,38.898,36.959,34.593,31.41,39.308,37.438,37.441,35.394,35.473,33.76,47.52,46.63,40.021,37.864,44,43.335]
[2007,40.895,39.209,40.79,39.064,38.929,36.992,34.862,31.64,39.357,37.489,37.245,35.165,35.551,33.907,46.448,45.475,40.671,38.305,43.01,42.114]
[2008,40.837,39.144,40.669,38.925,39.104,37.14,35.26,32.193,39.448,37.54,36.683,34.501,35.399,33.97,46.105,45.241,40.388,38.088,43.747,42.92]
[2009,40.546,38.791,40.462,38.667,39.238,37.293,37.239,34.068,39.46,37.558,37.598,35.768,35.27,33.992,46.742,45.63,41.083,38.782,42.493,41.669]
[2010,40.83,39.141,40.669,38.937,38.91,36.948,34.707,31.754,39.33,37.414,36.404,34.339,35.1,33.708,46.451,45.554,40.578,30.349,43.642,42.725]
[2011,40.445,38.755,40.506,38.759,38.616,36.635,35.58,32.538,38.963,37.039,35.828,33.592,34.92,33.548,47.302,46.404,41.137,39.01,39.433,38.675]
[2012,40.48,38.86,40.566,38.815,38.533,36.548,38.553,35.265,38.749,36.828,36.267,34.095,36.238,34.801,47.733,46.813,41.107,39.014,42.94,42.1]
[2013,39.55,37.941,40.057,38.291,38.29,36.317,34.933,31.97,38.644,36.72,36.264,34.064,36.062,34.832,45.42,44.297,41.203,38.95,36.042,35.499]
[2014,41.251,39.498,40.71,38.872,38.792,36.765,36.264,33.049,38.935,36.97,38.55,36.313,34.212,32.698,48.241,47.133,43.402,41.187,47.662,46.909]
[2015,40.925,38.618,39.974,38.075,38.393,36.371,34.99,31.91,38.55,36.537,38.94,36.859,35.27,33.7,50.208,49.074,40.348,41.178,48.312,47.091]
[2016,39.795,37.919,39.329,37.403,37.994,35.943,35.243,32.113,38.118,36.111,38.088,36.03,30.459,28.893,47.529,46.384,39.41,36.704,48.147,47.175]
[2017,39.817,37.897,39.5,37.508,38.662,36.557,35.316,32.063,38.793,36.718,36.555,34.2,35.32,33.915,46.163,45.134,38.799,33.734,44.304,43.4]
[2018,40.816,38.883,40.205,38.251,38.944,36.838,35.747,32.359,39.028,36.947,37.443,35.042,0,0,47.652,46.596,37.963,35.822,48.986,47.33]
[2019,40.7,38.709,39.875,37.881,38.783,36.651,36.403,32.771,38.843,36.731,35.773,33.663,0,0,46.945,45.844,40.557,38.407,51.021,49.075]
[2020,41.143,39.201,40.158,38.112,38.838,36.638,36.05,32.34,38.91,36.728,36.08,33.64,35.886,34.559,47.014,45.767,38.276,35.805,49.409,48.341]
[2021,41.53,39.616,40.495,38.482,38.806,36.557,34.53,30.869,38.912,36.676,35.78,33.369,35.563,34.193,47.054,45.956,38.618,36.297,49.845,48.727]
[2022,41.316,39.414,40.576,38.612,38.928,36.724,34.559,30.98,39.021,36.827,36.321,33.938,35.679,34.397,46.763,45.703,39.165,36.889,50.986,49.883]
[2023,41.363,39.504,40.31,38.351,38.712,36.536,34.14,30.593,38.799,36.638,0,0,35.386,34.061,46.481,45.4,37.206,34.951,49.45,48.363]
["주 : 1987년부터 지역난방 열공급실적 포함",{"$nulls":9},"Note : Including decreased power due to heat supply to district heat plants from 1987."]
["자료: 한국전력공사",{"$nulls":9},"Source: Korea Electric Power Corporation"]

{"sheet":"Ⅴ-7","index":68,"n_rows":52,"n_cols":9,"rows_kept":52,"cut":false,"hidden":false,"merged":[[2,7,2,8],[3,2,3,3],[3,7,3,8],[50,0,50,3],[51,0,51,3],[2,1,3,1],[2,2,2,3],[2,6,3,6]],"flags":["formulas_cached_only"]}
["7. 송배전 손실  Transmission and Distribution Loss"]
[]
[null,"송전단전력량(A) Net Generation","송변전 손실",null,"배전","손실","판매량(D)\nPower Sold","총손실"]
[null,null,"Transmission & Substation Loss",null,"Distribution","Losses",null,"Total Loss"]
[null,null,"손실량(B) ","손실율(B/A)","손실량(C) ","손실율(C/(A-B))",null,"손실량(A-D) ","손실율((A-D)/A)"]
[null,null,"Loss","Loss rate","Loss","Loss rate",null,"Loss","Loss rate"]
[null,"MWh","MWh","%","MWh","%","MWh","MWh","%"]
[1981,37950201,1497037,3.95,1028709,2.71,35424455,2525746,6.66]
[1982,40554656,1618593,3.99,1056437,2.61,37879626,2675030,6.6]
[1983,45494797,1654124,3.64,1220288,2.68,42620384,2874412,6.32]
[1984,50237757,1876982,3.73,1309638,2.61,47051137,3186620,6.34]
[1985,53908278,1774207,3.29,1401975,2.6,50732095,3176183,5.89]
[1986,59818134,1971711,3.3,1536899,2.57,56309525,3508609,5.87]
[1987,68274720,2454190,3.59,1651446,2.42,64169084,4105636,6.01]
[1988,78855492,2688533,3.41,1849233,2.34,74317726,4537766,5.75]
[1989,87512175,2992296,3.42,2328018,2.66,82191862,5320313,6.08]
[1990,100002741,3241555,3.24,2377894,2.38,94383292,5619450,5.62]
[1991,110571199,3493017,3.16,2704160,2.44,104374022,6197177,5.6]
[1992,122308820,4104765,3.36,2960077,2.42,115243978,7064842,5.78]
[1993,135272537,4320073,3.19,3218541,2.38,127733923,7538614,5.57]
[1994,155218428,4912238,3.16,3765691,2.43,146540499,8677929,5.59]
[1995,172693293,5786564,3.35,3636435,2.11,163270294,9422999,5.46]
[1996,192882960,6297934,3.27,4114653,2.13,182470373,10412587,5.4]
[1997,211028738,6391185,3.03,3853926,1.83,200783627,10245111,4.85]
[1998,203430303,6542247,3.22,3417718,1.68,193470338,9959965,4.9]
[1999,225802022,7282489,3.23,3997622,1.83,214521910,11280111,5]
[2000,251953275,7492964,2.97,4378227,1.79,240082085,11871190,4.71]
[2001,269842046,7545874,2.8,4594565,1.75,257701607,12140439,4.5]
[2002,290058444,7908462,2.73,5086021,1.8,277063960,12994484,4.48]
[2003,305644685,8318184,2.72,5221053,1.76,292105448,13539237,4.43]
[2004,324885244,8865825,2.73,5624621,1.78,310394798,14490446,4.46]
[2005,346207397.941,9658412.026,2.79,5956356.316,1.77,330592629.599,15614768.342,4.51]
[2006,363053967.756,6793718.832,1.871,7793508.282,2.188,348466740.642,14587227.114,4.018]
[2007,384693239.719,6683350.976,1.737,8661810.376,2.291,369348078.368,15345161.351,3.989]
[2008,401726292.934,7479407.467,1.862,8626968.502,2.188,385619916.965,16106375.968,4.009]
[2009,411631123.086,6873180.525,1.67,9896559.339,2.445,394861383.222,16769739.864,4.074]
[2010,451432992.118,7288943.506,1.615,10745292.753,2.419,433398755.859,18034236.259,3.995]
[2011,472650335.63,7209895.81,1.525,10220486.801,2.196,455219953.019,17430382.611,3.688]
[2012,484334191.4,7640896.212,1.578,9650607.861,2.024,467042687.327,17291504.073,3.57]
[2013,491002788,7830681,1.595,10480430,2.169,472691677,18311111,3.729]
[2014,494716612.59,7841758.506,1.585,10428653.213,2.142,476446200.871,18270411.719,3.693]
[2015,499239420.894,7953843.894,1.593,10025366,2.041,481260212,17979209.894,3.601]
[2016,514118988.4,8181614.4,1.591,10293228,2.034,495644146,18474842.4,3.593]
[2017,525710752,8352731,1.589,10437366,2.017,506920655,18790097,3.574]
[2018,543231595.735,8619365.574,1.587,10739989.4,2.009,523872240.761,19359354.974,3.564]
[2019,536197809.487,8445564.198,1.575,10554910.573,2,517197334.716,19000474.771,3.544]
[2020,525850761.727,8278986.515,1.574,10330984.01,1.996,507240791.202,18609970.525,3.539]
[2021,549623783.305,8651078.637,1.574,10773139.209,1.991,530199565.459,19424217.846,3.534]
[2022,566864975.716,8914502.305,1.573,11105313.065,1.99,546845160.346,20019815.37,3.532]
[2023,561446575.061,8827379.863,1.572,10986070.586,1.988,541633124.612,19813450.449,3.529]
["주：송전단은 양수전력량 제외분임",{"$nulls":4},"Note：Except net generation in pumping storage power."]
["자료: 한국전력공사",{"$nulls":4},"Source: Korea Electric Power Corporation"]

{"sheet":"Ⅴ-8","index":69,"n_rows":42,"n_cols":38,"rows_kept":42,"cut":false,"hidden":false,"merged":[[3,12,3,13],[3,2,3,3],[3,4,3,5],[3,6,3,7],[3,8,3,9],[3,10,3,11],[3,28,3,29],[3,30,3,31],[3,36,3,37],[3,14,3,15],[3,16,3,17],[3,18,3,19],[3,20,3,21],[3,22,3,23],[3,26,3,27],[3,32,3,33],[3,34,3,35]],"flags":["formulas_cached_only"]}
["8. 산업 분류별 전력 소비량 Electricity Consumption by Industry"]
[]
["단위: GWh",{"$nulls":36},"Unit: GWh"]
[null,null,1981,null,1985,null,1990,null,1995,null,2000,null,2010,null,2015,null,2016,null,2017,null,2018,null,2019,null,null,null,2018,null,2019,null,2020,null,2021,null,2022,null,2023]
[null,null,null,"%",null,"%",null,"%",null,"%",null,"%",null,"%",null,"%",null,"%",null,"%",null,"%",null,"%",null,null,null,"%",null,"%",null,"%",null,"%",null,"%",null,"%"]
["합계","Total ",35424.455,100,50732.095,100,94383.292,100,163270.294,100,239535.486,100,434160.228,100,483654.811,100,497038.904,100,507746.386,100,526149.162,100,520498.738,100,"합계","Total ",526149.162,100,520498.738,100,509269.715,100,533430.811,100,547932.742,100,545965.955,100]
[]
["가정용","Residential ",5934.207,16.8,9632.104,19,17735.182,18.8,28303.298,17.3,37102.311,15.5,61194.167,14.1,63794.044,13.19,66173.065,13.313,66517.357,13.101,70687.228,13.435,70455.407,13.536,"가정용","Residential ",70687.228,13.435,70455.407,13.536,74073.575,14.545,77558.386,14.54,78557.569,14.389,79885.924,14.632]
["공공용","Public ",1310.258,3.7,1882.015,3.71,3291.464,3.49,5109.077,3.13,8663.193,3.62,19871.542,4.58,22178.572,4.586,22908.419,4.609,23604.528,4.649,24568.576,4.67,24458.148,4.699,"공공용","Public ",24568.576,4.67,24458.148,4.699,23622.905,4.639,25025.912,4.692,26218.458,4.802,26604.249,4.873]
[]
["서비스 ","Service",3422,9.66,5795,11.4,13097,13.9,31815,19.5,59473,24.8,127732,29.4,129832.547,26.844,135293.438,27.22,138132.79,27.205,144220.567,27.411,142907.036,27.456,"서비스업 및 기타","Service",149983.027,28.506,148310.523,28.494,144443.993,28.363,148181.597,27.779,155219.784,28.43,157770.852,28.898]
["전기사업자","Electricity ",43,0.121,248,0.489,96,0.102,279,0.171,296,0.124,2227.3,0.489,2377.201,0.492,2766.536,0.557,2381.74,0.469,2313.529,0.44,2256.699,0.434]
["수도","Water ",1280,3.613,1745,3.44,2589,2.743,4013,2.458,4526,1.889,4886.1,1.074,4973.297,1.028,5092.382,1.025,5335.265,1.051,5490.734,1.044,5445.299,1.046,"산업 ","Industry",280910.331,53.39,277274.66,53.271,267129.242,52.453,282664.916,52.99,287936.931,52.739,281704.93,51.598]
["상가 및 기타","Commercial & Others ",2099,5.925,3802,7.494,10412,11.032,27523,16.857,54651,22.815,120618.8,26.506,122482.049,25.324,127434.52,25.639,130415.785,25.685,136416.304,25.927,135205.037,25.976,"농림어업","Agri.-Fishery ",17126.088,3.255,17304.668,3.325,17036.659,3.345,18496.161,3.467,19285.373,3.532,18777.187,3.439]
[{"$nulls":24},"광업","Mining ",1478.382,0.281,1492.516,0.287,1552.1,0.305,1806.892,0.339,1758.985,0.322,1709.275,0.313]
["수송(전철)","Transport\n(Electric Railway)",462,1.304,724,1.427,1012,1.072,1607,0.984,2037,0.85,2190.9,0.481,2216.646,0.458,2688.639,0.541,2819.51,0.555,2968.128,0.564,2908.673,0.559,"제조업","Total Manuf.",262305.861,49.854,258477.476,49.66,248540.483,48.803,262361.863,49.184,266892.573,48.884,261218.468,47.845]
[{"$nulls":24},"식료품","Food",10567.031,2.008,10932.61,2.1,11533.642,2.265,12114.429,2.271,12421.748,2.275,12479.136,2.286]
["산업 ","Industry",24295.693,68.585,32698.181,64.453,59247.738,62.774,96435.676,59.065,132259.78,55.215,223171.45,49.041,265633.002,54.922,269975.333,54.317,276672.203,54.49,283704.663,53.921,279769.474,53.75,"음료","Beverages ",1127.775,0.214,1134.722,0.218,1167.144,0.229,1228.555,0.23,1284.194,0.235,1308,0.24]
["농림어업","Agri.-Fishery ",255.395,0.72,602.845,1.19,1458.011,1.54,3369.592,2.06,5305.632,2.21,10041.853,2.31,14644.964,3.028,15396.81,3.098,15981.131,3.147,17126.088,3.255,17304.668,3.325,"담배","Tobacco",180.689,0.034,194.65,0.037,201.339,0.04,193.632,0.036,201.731,0.037,208.931,0.038]
["광업","Mining ",714.979,2.02,907.789,1.79,1010.63,1.07,1020.094,0.62,1002.567,0.42,1682.954,0.39,1630.853,0.337,1754.503,0.353,1746.244,0.344,1478.381,0.281,1492.516,0.287,"섬유제품","Textiles, except apparel",9464.892,1.799,8664.922,1.665,7654.031,1.503,8165.706,1.531,7796.961,1.428,6853.777,1.255]
["제조업","Total Manuf.",23325.319,65.8,31187.547,61.5,56779.097,60.2,92045.99,56.4,125951.581,52.6,211446.643,48.7,249357.185,51.557,252824.02,50.866,258944.828,50.999,265100.194,50.385,260972.29,50.139,"의복,액세서리,모피제품","Wearing apparel, clothing accessories and fur articles",700.396,0.133,655.391,0.126,583.366,0.115,594.224,0.111,596.366,0.109,564.868,0.103]
["식료품","Food, beverage ",1531.968,4.32,2025.603,3.99,3539.655,3.75,5079.427,3.11,6148.99,2.57,8736.565,2.01,10485.097,2.168,10998.804,2.213,11282.454,2.222,11950.259,2.271,12232.354,2.35,"가죽, 가방, 신발","Leather, luggage and footwear",540.25,0.103,499.444,0.096,459.414,0.09,472.189,0.089,464.675,0.085,430.677,0.079]
["섬유·의복","Textile, clothes",4853.825,13.7,6390.762,12.6,9505.113,10.1,12285.804,7.52,15497.432,6.47,12361.618,2.85,11604.49,2.399,11425.575,2.299,11260.606,2.218,10835.4,2.059,9935.957,1.909,"목재,\n나무제품","Wood and of products of wood",1882.56,0.358,1742.169,0.335,1702.772,0.334,1760.584,0.33,1754.4,0.321,1648.158,0.302]
["목재·나무","Lumber, wood ",347.282,0.98,345.666,0.68,622.812,0.66,786.156,0.48,1137.3,0.47,1754.362,0.4,1903.958,0.394,1917.895,0.386,1925.029,0.379,1875.012,0.356,1734.531,0.333,"펄프, 종이,\n종이제품","Pulp, paper",8215.963,1.562,8039.742,1.545,7853.476,1.542,8009.899,1.502,8010.151,1.467,7691.031,1.409]
["펄프·인쇄","Pulp, printing",1590.173,4.49,2042.087,4.03,3877.085,4.11,6236.112,3.82,8842.5,3.69,10018.761,2.31,9932.585,2.054,10013.72,2.015,9783.695,1.927,9636.84,1.832,9420.894,1.81,"인쇄, 기록매체","Printing and reproduction of recorded media",1244.49,0.237,1220.919,0.235,1187.799,0.233,1204.47,0.226,1185.383,0.217,1141.685,0.209]
["석유·화학","Petroleum, chemistry",4518.075,12.8,5732.217,11.3,10922.408,11.6,18904.24,11.6,26898.539,11.2,43213.196,9.95,55660.38,11.508,58483.202,11.766,60469.128,11.909,62316.445,11.844,62370.996,11.983,"코크스, 연탄,\n석유정제품","Coke, briquettes and refined petroleum products",13061.87,2.483,13360.369,2.567,12549.563,2.464,13281.372,2.49,14037.594,2.571,13419.556,2.458]
["요업","Ceramic industry",2641.846,7.46,3498.929,6.9,5633.144,5.97,9324.9,5.71,8981.204,3.75,11619.995,2.68,12022.646,2.486,12575.44,2.53,12612.253,2.484,12146.89,2.309,11724.113,2.252,"화학물질,\n화학제품","Chemicals and chemical products",40265.239,7.653,40187.213,7.721,38342.495,7.529,41256.268,7.734,40984.44,7.507,41210.138,7.548]
["1차금속","Basic Metal",4945.044,14,6085.253,12,10063.75,10.7,16101.181,9.86,23751.388,9.92,41833.962,9.64,46191.526,9.551,45004.788,9.055,45329.277,8.928,44870.195,8.528,42000.514,8.069,"의료용 물질,\n의약품","Pharmaceuticals, medicinal chemical",2222.255,0.422,2346.937,0.451,2498.875,0.491,2675.767,0.502,2957.354,0.542,3167.945,0.58]
["기계·장비","Machinery Equipment",2665.788,7.53,4819.069,9.5,12090.589,12.8,22116.926,13.5,32997.217,13.8,79489.964,18.3,98615.741,20.39,99313.489,19.981,102310.183,20.15,106665.988,20.273,106694.926,20.499,"고무제품,\n플라스틱제품","Rubber and plastics products",9042.135,1.719,8883.63,1.707,8679.049,1.704,9473.458,1.776,9479.984,1.736,9012.519,1.651]
["기타","Others",231,0.7,248,0.5,525,0.6,1211,0.7,1697,0.7,2418,0.6,2940.763,0.608,3091.106,0.622,3972.204,0.782,4803.165,0.913,4858.004,0.933,"비금속\n광물제품","Other non-metallic mineral products",12166.098,2.312,11746.082,2.257,11154.137,2.19,11700.452,2.193,11798.098,2.161,11437.566,2.095]
["자료: 한국전력공사",{"$nulls":23},"1차 금속","Basic metal",44743.676,8.504,41871.358,8.044,36342.999,7.136,35043.68,6.569,35043.548,6.419,32875.267,6.021]
[{"$nulls":24},"금속가공제품","Fabricated metal",9303.222,1.768,8952.014,1.72,8408.635,1.651,8764.295,1.643,8658.993,1.586,8469.346,1.551]
[{"$nulls":24},"전자,영상,음향,\n컴퓨터,통신장비","Electronic components, computer",51637.544,9.814,51983.26,9.987,53310.591,10.468,57788.476,10.833,60192.109,11.025,58359.341,10.689]
[{"$nulls":24},"의료, 정밀,\n광학, 시계","Medical, precision and optical",4321.166,0.821,4095.046,0.787,3843.33,0.755,4143.844,0.777,4089.654,0.749,3876.779,0.71]
[{"$nulls":24},"전기장비","Electrical equipment",6434.327,1.223,6727.277,1.292,6901.744,1.355,7710.495,1.445,8219.224,1.505,8701.463,1.594]
[{"$nulls":24},"기타기계,\n장비","Other machinery",10523.074,2,10326.686,1.984,10169.452,1.997,11131.487,2.087,11391.011,2.086,11299.725,2.07]
[{"$nulls":24},"자동차,\n트레일러","Motor vehicles, trailers",17582.178,3.342,17451.506,3.353,16488.546,3.238,17983.076,3.371,18516.6,3.392,18983.693,3.477]
[{"$nulls":24},"기타\n운송장비","Other transport equipment",4080.786,0.776,4280.604,0.822,4169.684,0.819,4103.124,0.769,4225.727,0.774,4661.445,0.854]
[{"$nulls":24},"가구","Furniture",679.807,0.129,654.745,0.126,672.95,0.132,702.199,0.132,699.459,0.128,671.721,0.123]
[{"$nulls":24},"기타 제품","Other manufacturing",2239.592,0.426,2449.904,0.471,2589.3,0.508,2780.81,0.521,2802.802,0.513,2667.987,0.489]
[{"$nulls":24},"산업기계,\n장비수리","Maintenance and repair services",78.846,0.015,76.281,0.015,76.149,0.015,79.373,0.015,80.369,0.015,77.714,0.014]
[{"$nulls":24},"Source: Korea Electric Power Corporation"]

{"sheet":"Ⅴ-9","index":70,"n_rows":49,"n_cols":17,"rows_kept":49,"cut":false,"hidden":false,"merged":[[4,1,4,8],[4,9,4,16],[48,0,48,4]],"flags":["formulas_cached_only"]}
["9. 종별 고객호수 및 판매 전력량 Electricity Sold and Customers by Tariff"]
[]
[null,"주택용","일반용","교육용","산업용","농사용","가로등","심야","합계","주택용","일반용","교육용","산업용","농사용","가로등","심야","합계"]
[null,"Residential","Public & Service","Educational","Industrial","Agricultural","Street lighting","Midnight","Total","Residential","Public & Service","Educational","Industrial","Agricultural","Street lighting","Midnight","Total"]
[null,"호(Customers)",{"$nulls":7},"MWh"]
[1981,5375418,181047,0,70474,28413,26989,0,5682341,0,0,0,0,0,0,0,0]
[1982,5662899,160883,0,78742,54308,28314,0,5985146,0,0,0,0,0,0,0,0]
[1983,5965558,164315,0,86752,94355,30650,0,6341630,0,0,0,0,0,0,0,0]
[1984,6248193,174487,0,95100,68815,34709,0,6621304,0,0,0,0,0,0,0,0]
[1985,6513423,183162,0,102848,91904,39830,0,6931167,0,0,0,0,0,0,0,0]
[1986,6819129,197472,0,116046,121685,44334,0,7298666,0,0,0,0,0,0,0,0]
[1987,7107465,216189,0,136477,147354,51874,0,7659359,0,0,0,0,0,0,0,0]
[1988,7447643,255397,0,154058,186568,65961,0,8109627,0,0,0,0,0,0,0,0]
[1989,7925818,315857,0,169799,211381,82665,0,8705520,0,0,0,0,0,0,0,0]
[1990,8402039,389788,0,180212,230103,113069,0,9315211,0,0,0,0,0,0,0,0]
[1991,8968169,497737,0,189193,261145,136526,0,10052770,0,0,0,0,0,0,0,0]
[1992,9416246,649827,0,196183,317554,167777,0,10747587,0,0,0,0,0,0,0,0]
[1993,9910793,811897,0,203927,364133,208618,0,11499368,0,0,0,0,0,0,0,0]
[1994,10309485,947367,12275,203185,410649,278021,0,12160982,0,0,0,0,0,0,0,0]
[1995,10476101,1171391,13087,220297,546843,343619,0,12771338,0,0,0,0,0,0,0,0]
[1996,10812846,1372611,13963,235590,524253,370239,0,13329502,0,0,0,0,0,0,0,0]
[1997,11128407,1553162,14571,246037,571847,399327,0,13913351,0,0,0,0,0,0,0,0]
[1998,11160467,1640294,15074,248014,611102,427212,0,14102163,0,0,0,0,0,0,0,0]
[1999,10976648,1733172,15122,259013,643727,458594,293093,14379369,0,0,0,0,0,0,0,0]
[2000,11084153,1837192,15396,275120,854564,482790,426578,14975793,0,0,0,0,0,0,0,0]
[2001,11354801,1971308,15662,288252,916424,523041,549257,15618745,40269734.24,52622435.09,2639687.25,142160215.4,6142089.507,1877624.402,12019568.47,257731354.4]
[2002,11800049,2097012,15898,301411,1097075,551238,627343,16490026,43452142.21,57428012.17,2953566.377,151196191.8,6328169.218,2075944.013,15017345.74,278451371.5]
[2003,12039941,2187470,15946,304227,987177,576513,664252,16775526,46505348,61626421.34,3351320.214,157844516.7,6147364.226,2197210.383,15927049.32,293599230.2]
[2004,12156544,2259099,16063,306175,1015001,612218,696491,17061591,49513298.44,67475970,3773549.221,166222983.2,6766323.773,2367076.988,15976384.13,312095585.9]
[2005,12224192,2315511,16410,310079,1045890,660624,756788,17329494,52044461.6,73715517.35,4308747.515,174945372.7,7317815.423,2570005.506,17510907.65,332412828]
[2006,12280190,2366333,30745,315743,1087426,712278,832121,17624836,53912272,77809152.07,4790496.283,183067126.6,7635659.599,2687040.04,18817624.33,348719370.9]
[2007,12392777,2451135,32649,322894,1142769,821139,875447,18038810,55680846.01,82207585.91,5304103.629,194936409.3,8215174.194,2793943.083,19467370.78,368605432.9]
[2008,12553340,2503422,33703,329458,1195544,883533,920048,18419048,57877514.33,86827002.62,5783323.517,203474609,8869459.142,2847240.868,19390987.31,385070136.8]
[2009,12682652,2552298,33907,337683,1200032,985102,935737,18727411,59427254.63,89619315.85,6465448.526,207215867.1,9671356.662,2954230.98,19121162.98,394474636.8]
[2010,12904238,2632860,34376,348096,1260276,1117657,931947,19229450,63199602.27,97410032.26,7452576.466,232672176.3,10654294.54,3081490.265,19690055.92,434160228]
[2011,13181372,2710906,34625,358220,1335748,1271913,922082,19814866,63523655.234,99504064.577,7568016.011,251490647.939,11231538.371,3145497.971,18606840.397,455070260.5]
[2012,13514464,2817597,34788,367888,1432599,1398414,910149,20475899,65483732.827,101592760.074,7860449.36,258101932.911,12776044.639,3158091.48,17619937.397,466592948.688]
[2013,13822791,2893935,19912,377411,1495113,1511494,897037,21017693,65814572.339,102196338.312,7947317.399,265372530.719,13865836.654,3156225.641,16495759.046,474848580.11]
[2014,14117408,2954628,20217,387533,1565503,1604510,882470,21532269,64457263.285,100760879.149,7438373.754,272551572.699,14504731.303,3221008.114,14657872.719,477591701.023]
[2015,14419050,3016678,20489,396862,1638132,1672745,866259,22030215,65618610.102,103679345.522,7690600.115,273547996.643,15702467.649,3341239.614,14074556.043,483654815.688]
[2016,14728391,3088632,20663,405771,1710781,1751669,846812,22552719,68056786,108616888,8079392,278827855,16579843,3462314,13415826,497038904]
[2017,15085547,3115221,20972,413877,1784191,1830973,826242,23077023,68543760,111297776,8316290,285969563,17250850,3556775,12811372,507746386]
[2018,15317045,3173093,20992,420999,1849453,1918848,801112,23501542,72894709,116933912,8677808,292998663,18503827,3582649,12557594,526149162]
[2019,15487494,3231261,21057,425249,1907398,2010103,777470,23860032,72638867.792,116226510.249,8560660.333,289240197.984,18882368.129,3571475.434,11378657.805,520498737.726]
[2020,15609631,3278071,20996,429973,1977365,2130215,752053,24198304,76303405,113638542,7515352,278660247,19028829,3506999,10616342,509269715]
[2021,15728358,3358143,20971,434174,2051417,2206425,723816,24523304,79914811.457,119550386.231,8422604.806,291333422.205,20603211.649,3444429.166,10161945.344,533430810.858]
[2022,15811248,3478752,20833,437670,2122728,2293016,702128,24866375,80996133.021,127192892.347,9073974.29,296035507.666,21420089.649,3424194.074,9789953.166,547932742.213]
[2023,15900516,3555485,20780,439483,2159915,2372604,680091,25128874,80348423,130843830,9231947,290555371,20762855,3398721,8824809,545965955]
["자료: 한국전력공사",{"$nulls":5},"Source: Korea Electric Power Corporation"]

{"sheet":"Ⅴ-10","index":71,"n_rows":52,"n_cols":20,"rows_kept":52,"cut":false,"hidden":false,"merged":[[51,0,51,2]],"flags":["formulas_cached_only"]}
["10. 지역별 고객호수 Customers by Region"]
[]
["단위: 호",{"$nulls":18},"Unit: Customers"]
[null,"합계","서울","부산","대구1","인천1","광주1","대전1","울산1","경기","강원","충북","충남","전북","전남","경북","경남","제주","세종","개성"]
[null,"Total","Seoul","Busan","Daegu1","Incheon1","Gwangju1","Daejeon1","Ulsan1","Gyeonggi","Gangwon","Chungbuk","Chungnam","Jeonbuk","Jeonnam","Gyeongbuk","Gyeongnam","Jeju","Sejong","Gaeseong"]
[1981,5682341,990879,396744,0,0,0,0,0,763328,309535,248927,500068,383292,625017,825789,563483,75279,0,0]
[1982,5985146,1068990,425802,0,0,0,0,0,831866,320671,258265,520503,397197,642489,854507,586835,78021,0,0]
[1983,6341630,1145358,459405,253744,183263,0,0,0,738380,335166,267292,538115,413956,671407,634404,619256,81884,0,0]
[1984,6621304,1213212,492515,269816,206910,0,0,0,788010,348994,265993,546853,421872,685795,644813,649259,87262,0,0]
[1985,6931167,1259649,520442,290169,226979,0,0,0,863299,361294,277700,568658,430003,704609,660128,676684,91553,0,0]
[1986,7298666,1342557,549211,309141,246681,0,0,0,959669,375248,290107,584862,442523,721072,676106,706990,94499,0,0]
[1987,7659359,1424052,585585,323463,266851,142912,0,0,1032694,385981,303898,604486,455181,603070,695039,737338,98809,0,0]
[1988,8109627,1489835,625406,346296,299938,164246,0,0,1125343,401446,320399,631416,471424,614611,729775,784635,104857,0,0]
[1989,8702520,1639388,675719,368842,334265,199854,167369,0,1254777,418647,335983,495233,492284,613564,757348,838844,110403,0,0]
[1990,9315211,1770712,713862,390717,381098,216450,176065,0,1392777,433639,357162,523487,504258,633153,797699,905669,118463,0,0]
[1991,10052770,1941146,757285,415206,425390,236312,199495,0,1538708,458028,383413,551222,526071,662433,838110,994092,125859,0,0]
[1992,10747587,2088448,812701,437575,452350,259521,223958,0,1656005,472668,413099,572417,550825,695520,887910,1087311,137279,0,0]
[1993,11499368,2282007,862213,468265,491105,280897,243019,0,1781004,491497,444013,602491,577084,734563,932755,1162137,146318,0,0]
[1994,12160982,2384055,925589,499091,524633,313360,260105,0,1914773,516574,473360,634181,600284,765911,972791,1221100,155175,0,0]
[1995,12771338,2475203,931215,554631,536249,231741,272923,0,2076917,543613,522129,685374,641639,818002,1028506,1285696,167500,0,0]
[1996,13329502,2562005,988174,600402,624680,344918,285437,0,2145396,563441,534930,705031,642202,829920,1010690,1315572,176704,0,0]
[1997,13913351,2644613,1009857,619317,644983,370228,315592,0,2259588,585745,599950,740094,670079,858186,1046942,1363077,185100,0,0]
[1998,14102163,2677494,1020617,631034,650902,367181,316585,0,2319637,600194,572056,757591,675238,867812,1067153,1388080,190589,0,0]
[1999,14379369,2698014,1033138,641417,659611,371943,322702,0,2386211,615947,588106,778604,689342,884312,1092578,1419395,198049,0,0]
[2000,14975793,2723669,1049126,664243,685359,374421,334325,281441,2496014,648109,632774,818080,766004,927447,1179324,1188615,206842,0,0]
[2001,15618745,2786735,1073085,698785,724411,385354,357073,294629,2669017,679612,672851,864016,765857,961552,1234125,1234759,216884,0,0]
[2002,16490026,2899136,1104808,734517,782931,402934,387741,309300,2869292,707824,710595,915748,850377,1004440,1296355,1285153,228875,0,0]
[2003,16775526,2956773,1125135,757085,791760,414184,402889,318989,2959312,722536,720825,918493,841139,986405,1313240,1306492,240269,0,0]
[2004,17061591,2977662,1134704,766034,793050,417432,410397,324666,3037348,741187,735903,942950,851423,998130,1345213,1336161,249331,0,0]
[2005,17329494,2991797,1142226,762324,795639,423395,417087,330779,3092956,762530,754380,974323,865105,1020908,1375853,1365303,254889,0,0]
[2006,17624836,3004520,1144447,765031,799902,430007,422353,335854,3159117,786952,774536,1005607,886495,1036400,1416085,1396399,261131,0,0]
[2007,18038810,3032471,1146331,775419,810596,436176,426486,344838,3266588,808944,795998,1044357,905310,1077482,1471397,1430566,265851,0,0]
[2008,18419048,3036105,1147170,785574,823213,443834,432523,353728,3364828,832089,820888,1076938,926633,1106823,1524494,1472953,271002,0,253]
[2009,18727411,3061319,1152245,791320,834374,451057,443519,360482,3448837,850629,838126,1103222,903752,1135861,1566729,1508845,276850,0,244]
[2010,19229450,3127242,1168269,800585,862705,462672,465250,372924,3547389,868928,865909,1141204,943598,1160472,1607210,1551878,282977,0,238]
[2011,19814866,3213280,1192817,820940,884924,471124,483447,385869,3666846,886990,890383,1184303,973340,1201817,1662139,1599848,296567,0,232]
[2012,20475899,3297656,1217929,839322,905425,484454,504791,401743,3784921,908906,916759,1171169,1022299,1251282,1729293,1660652,311032,68018,248]
[2013,21017693,3396721,1238164,851861,916535,504496,513418,414659,3889183,930463,940692,1208741,1046867,1284336,1777464,1705087,324574,74187,245]
[2014,21532269,3441223,1252737,870345,936198,516639,522331,427835,3998459,950946,964440,1243023,1109077,1308664,1826845,1744017,339072,80165,253]
[2015,22030215,3467528,1263051,891935,955702,526471,538213,440557,4117575,975262,991176,1281942,1133398,1335482,1884765,1785232,358644,83028,254]
[2016,22552719,3506464,1270512,918572,978238,531637,556529,450632,4248808,1000910,1016059,1317480,1155045,1364679,1937384,1828814,385200,85756,0]
[2017,23077023,3563803,1279193,929637,1005645,543151,576795,459420,4369707,1026182,1041172,1357245,1178675,1393273,1980254,1865308,418037,89514,0]
[2018,23501542,3605300,1282195,941398,1020655,545480,584853,465067,4482784,1062000,1065629,1390063,1193339,1423206,2015725,1889174,442334,92326,14]
[2019,23860032,3647702,1286717,932965,1026667,550818,588843,468077,4563003,1089261,1089307,1423311,1217739,1454637,2047790,1912803,461797,98581,14]
[2020,24198304,3692337,1287766,933257,1032731,553028,591180,470696,4615521,1112938,1108181,1451902,1243394,1497359,2086877,1935540,484825,100758,14]
[2021,24523304,3713891,1290387,928295,1042093,558106,594286,471793,4687268,1137935,1129889,1482070,1272614,1527926,2122187,1958431,502738,103381,14]
[2022,24866375,3750590,1293428,929132,1046654,564128,598108,473960,4760852,1161285,1152014,1511149,1300586,1557714,2162676,1979070,519422,105607,0]
[2023,25128874,3775479,1294733,969014,1054864,566655,601677,476777,4805643,1179498,1167602,1533577,1322957,1581050,2162309,1996029,534010,107000,0]
["1. 1981∼1982 인천은 경기, 대구는 경북에 포함",{"$nulls":10},"1. Until 1982 from 1981, Incheon was a part of Gyeonggi area. and Daegu was a part of Gyeongbuk area."]
["  1981∼1986 광주는 전남, 1981∼1988 대전은 충남에 포함.",{"$nulls":10},"  Until 1986, Gwangju was a part of Jeonnam area. Until 1988, Daejeon was a part of Chungnam area."]
["  1981∼1999 울산은 경남에 포함",{"$nulls":10},"  Until 1999, Ulsan was a part of Gyeongnam area."]
["자료: 한국전력공사",{"$nulls":10},"Source: Korea Electric Power Corporation"]

{"sheet":"Ⅴ-11","index":72,"n_rows":52,"n_cols":20,"rows_kept":52,"cut":false,"hidden":false,"merged":[[51,0,51,2]],"flags":["formulas_cached_only"]}
["11. 지역별 판매 전력량 Power Sold by Region"]
[]
["단위：MWh",{"$nulls":18},"Unit: MWh"]
[null,"합계","서울","부산","대구1","인천1","광주1","대전1","울산1","경기","강원","충북","충남","전북","전남","경북","경남","제주","세종","개성"]
[null,"Total","Seoul","Busan","Daegu1","Incheon1","Gwangju1","Daejeon1","Ulsan1","Gyeonggi","Gangwon","Chungbuk","Chungnam","Jeonbuk","Jeonnam","Gyeongbuk","Gyeongnam","Jeju","Sejong","Gaeseong"]
[1981,35424455,6492486,3323730,0,0,0,0,0,6210420,2543706,1287083,1649261,1137600,2038246,5510444,5106745,124734,0,0]
[1982,37879626,6962896,3535896,0,0,0,0,0,6777839,2795600,1429295,1835226,1222122,2178572,5774649,5227192,140339,0,0]
[1983,42620384,7859263,3990744,2386400,2787713,0,0,0,5251406,3024738,1645727,2046659,1343885,2568679,3740059,5811537,163574,0,0]
[1984,47051137,8646945,4336842,2550045,3066661,0,0,0,6236550,3054322,1751034,2238610,1477921,2842597,4093951,6564469,191190,0,0]
[1985,50732095,9280092,4519559,2616406,3242433,0,0,0,7061470,3195860,1788836,2418858,1606963,3154637,4536391,7096336,214255,0,0]
[1986,56309525,10205815,4936278,2730215,3745058,0,0,0,8260554,3441686,1977103,2663234,1791932,3478316,5127166,7709200,242970,0,0]
[1987,64169084,11364344,5519338,3270714,4100383,772101,0,0,9991838,3613050,2329049,2974130,2024321,3047651,6019043,8861076,282047,0,0]
[1988,74317726,13073675,6115017,3528899,4680412,1061408,0,0,11896657,3976253,2856745,3477027,2368995,3457879,6836226,10635067,353466,0,0]
[1989,82191862,14369760,6531786,3773640,5090566,1334659,1413477,0,13561579,4203975,3182679,2554104,2727559,3563594,7766706,11688667,429111,0,0]
[1990,94383292,16027052,7341267,4243166,5794948,1562328,1847100,0,15756857,4526254,3831246,2677636,3330675,4390468,9019102,13489898,545296,0,0]
[1991,104374022,17060163,7685775,4503228,6295568,1670014,2023889,0,17386302,5051168,4468846,3299180,3894762,4825759,10051838,15535031,622498,0,0]
[1992,115243978,18370162,8066136,4926991,7210104,1895916,2230216,0,19212289,5507607,5099960,3988782,4361426,5526665,11009681,17128261,709782,0,0]
[1993,127733923,19870468,8451284,5378003,8354173,2100756,2444999,0,21542019,6065953,5751135,4523432,4980707,6032480,12414603,19046497,777414,0,0]
[1994,146540499,22253268,9323262,6220840,9182284,2456594,2939864,0,25233617,6619719,6651720,5658708,5932774,6859046,14460318,21821001,927484,0,0]
[1995,163270294,23565808,9894007,6549781,9995190,2782927,3320893,0,28696044,7118029,7400349,7101854,6881068,7718537,16912878,24280916,1052013,0,0]
[1996,182470373,25686049,10885412,8326697,11188533,3103707,3792028,0,31898222,7558856,8585639,9226106,7994501,8864129,17819373,26346814,1194306,0,0]
[1997,200783627,27314635,11450156,8629456,12118886,3447578,4169271,0,35250295,8069296,9363428,10292423,8734206,11493502,20361452,28769138,1319901,0,0]
[1998,193470338,26161720,10948496,8279242,11569386,3371966,4139120,0,33612776,7427165,8544449,9311632,8516306,11746234,20701378,27769065,1371404,0,0]
[1999,214214891,28447269,11296855,9215520,12921985,3766361,4713997,0,38031741,8213597,9513085,10520730,9428292,13160127,22537413,30976108,1471811,0,0]
[2000,239535486,31395005,12409397,10189993,14195026,4279226,5289144,17236182,43885163,9145542,10722434,12235851,10592299,14410926,24805745,17038616,1704936,0,0]
[2001,257731354,33321290,13423022,10544475,14963884,4639098,5771636,17695778,48583252,10227934,11647860,13835150,11247612,15653923,25925964,18295403,1955071,0,0]
[2002,278451380,34882647,14270036,11219611,16099983,5090958,6210506,18825229,53908880,11105285,12685134,15447796,12019475,16076907,28289834,20144321,2174770,0,0]
[2003,293599230,36163797,14764341,11471668,16921206,5337212,6502820,19629362,57939772,11899814,13052046,17584892,12412142,16670742,29582443,21302733,2364241,0,0]
[2004,312095586,38213581,15479222,11903722,17648598,5761794,6896446,20576404,62758836,12051844,13865584,19419620,13128881,17829501,31446013,22553302,2562238,0,0]
[2005,332412827.997,40523741.015,16588953.997,12363357.363,18165058.18,6205052.768,7252938.457,20851717.698,68750377.721,12379004.867,14464183.657,22449468.588,13592736.71,18803152.665,33161127.721,24093882.749,2768072.841,0,0]
[2006,348719371,41824268,17218934,12622007,18694596,6441161,7505662,21556369,73309874,12993255,15350674,25003743,14407656,19500753,34010487,25380993,2898939,0,0]
[2007,368605432.92,42972815.945,17905735.065,12925890.871,19446552.696,6803616.263,7823147.339,22739544.171,78107275.964,13567823.503,16678097.809,28051143.301,15166073.29,20341399.744,36249729.758,26788262.173,3038325.028,0,0]
[2008,385070136.759,44096349.723,18709379.6,13265254.169,19915366.034,7044867.682,8087633.033,24132175.015,81848570.127,13895753.482,17375035.233,30427965.654,15927798.569,21868192.636,37164797.342,28074968.426,3183209.759,0,52820.275]
[2009,394474637.009,44984456.971,18689437.227,13133729.058,20032122.294,7169714.965,8224740.59,24682547.559,83743496.971,13992115.181,17591645.191,32115473.447,16684299.469,23589469.873,37983312.514,28393040.532,3352343.406,0,112691.761]
[2010,434160228.034,47295092.781,20263681.565,14479995.552,21827577.132,7860056.931,8867404.745,26515701.997,93074874.562,14848026.652,19444835.571,38809311.651,18949073.366,25059934.079,41589051.9,31549221.704,3574624.451,0,151763.395]
[2011,455070261.334,46902989.301,20561979.486,14821947.713,22241135.73,8047388.135,9059776.301,28198242.278,96844503.195,15876041.335,20453357.941,42650111.886,21168359.115,27136865.113,44167299.67,33071205.683,3710079.721,0,158974.731]
[2012,466592948.688,47234102.28,20664842.324,14954957.987,22651946.253,8130493.269,9160107.085,29362724.22,100291952.459,15904382.141,21361911.465,44492412.325,21462325.156,28484718.704,44799524.859,33014947.413,3864639.132,578610.118,178351.498]
[2013,474848580.11,46555105.214,20364705.164,15080051.882,22673441.488,8274074.487,9225139.981,29992968.865,102227067.384,15794740.568,21665043.111,45466812.228,21708654.698,30302067.986,45444246.688,33530618.952,4094899.709,2345526.777,103414.928]
[2014,477591700.951,45018863.077,19980897.831,14858786.576,22578048.345,8197277.025,9102523.627,30115123.331,102180707.443,15778144.106,22179261.837,47294960.723,22297413.145,31722943.181,46016363.873,33435156.869,4220090.219,2437031.076,178107.667]
[2015,483654815.688,45381483.836,20002306.757,14947708.243,23211766.08,8333872.511,9182737.221,30286139.755,105048003.086,16206617.922,22949032,47286061.579,22086859.798,32637829.25,44956836.139,33876325.144,4429553.218,2641139.384,190543.765]
[2016,497038904,46493234,20467093,15268114,23875857,8558369,9379633,32095217,109403901,16498768,24008863,48453931,22733495,33096902,44647503,34497477,4738201,2801869,20479]
[2017,507746386,46298158,21007358,15386372,24515313,8683649,9423804,31609850,114847859,16552836,24843477,50180209,22799647,33562076,45455611,34647864,5013545,2918758,0]
[2018,526149162,47810210,21216605,15675749,24921926,8773811,9648827,33748169,122695954,16845836,26239895,52012705,22961959,34118388,45958814,35158610,5272604,3087693,1405]
[2019,520498737.726,47167206.322,20802409.777,15265584.668,24280689.532,8603296.997,9415699.359,34138998.538,123022307.212,16368274.578,26732302.723,52644853.554,22280692.538,32385387.875,44314767.43,34472017.388,5374284.621,3226179.08,3785.534]
[2020,509269715,45787926.023,20503969.144,14758568.46,23638582.597,8531108.256,9405220.749,33157834.46,124688963.679,16120066.841,26901894.48,50422732.36,20538911.574,30973974.635,41001626.604,34069974.246,5373287.635,3393222.554,1850.9]
[2021,533430810.858,47295806.687,21067833.25,15443948.851,24901194.39,8973446.523,9748620.678,33593122.987,133445948.115,16808005.646,28402062.631,48801625.85,21486860.693,33486886.16,44258296.597,35734059.494,5687729.621,4295362.685,0]
[2022,547932742.213,48788677.386,21493647.968,16039260.228,25506863.978,9116870.722,10016877.129,32919180.716,140531011.87,17325520.416,29412226.655,50259638.116,21838473.954,34665104.612,44601033.372,36190919.775,6045356.028,3182079.288,0]
[2023,545965955.35,49218955.893,21555665.143,16288849.613,25875668.591,9083242.168,9922139.133,31826126.695,140312047.134,17114657.319,29450797.311,49626734.253,21443447.686,33984865.689,43897599.809,36351795.754,6077863.241,3935499.918,0]
["1. 1981∼1982 인천은 경기, 대구는 경북에 포함.",{"$nulls":10},"1. Incheon was a part of Gyeonggi province until 1982, Daegu was a part of Gyeongbuk province until 1982."]
["  1981∼1986 광주는 전남, 1981∼1988 대전은 충남에 포함.",{"$nulls":10},"  Gwangju was a part of Jeonnam province until 1986, Daejeon was a part of Chungnam province until 1988."]
["  1981∼1999 울산은 경남에 포함.",{"$nulls":10},"  Ulsan was a part of Gyeongnam province until 1999."]
["자료: 한국전력공사",{"$nulls":10},"Source: Korea Electric Power Corporation"]

{"sheet":"Ⅴ-12","index":73,"n_rows":51,"n_cols":17,"rows_kept":51,"cut":false,"hidden":false,"merged":[[50,0,50,3],[2,1,2,8],[2,9,2,16],[3,1,3,8],[3,9,3,16],[6,1,6,8],[6,9,6,16]],"flags":["formulas_cached_only"]}
["12. 종별 판매단가 및 판매수입 Average Prices per kWh and Total Revenues by Tariff"]
[]
[null,"판매단가",{"$nulls":7},"판매수입"]
[null,"Average Revenues per kWh",{"$nulls":7},"Revenues from Sales"]
[null,"주택용","일반용","교육용","산업용","농사용","가로등","심야","평 균","주택용","일반용","교육용","산업용","농사용","가로등","심야","평 균"]
[null,"Residential","Public & Commercial","Educational","Industrial","Agricultural","Street lighting","Mid-night","Average","Residential","Public & Commercial","Educational","Industrial","Agricultural","Street lighting","Mid-night","Average"]
[null,"KRW/kWh",{"$nulls":7},"1,000 KRW"]
[1981,74.61,133.53,0,53.84,29.74,78.22,0,64.31,0,0,0,0,0,0,0,0]
[1982,75.19,149.32,0,58.61,30.38,90.88,0,69.87,0,0,0,0,0,0,0,0]
[1983,73.26,141.25,0,56.79,33.42,85.02,0,67.71,0,0,0,0,0,0,0,0]
[1984,73.33,137.89,0,56.27,33.19,84.39,0,67.42,0,0,0,0,0,0,0,0]
[1985,73.42,137.53,0,56.21,34.26,83.2,0,67.92,0,0,0,0,0,0,0,0]
[1986,71.33,132.31,0,54.54,34.69,82.02,0,65.51,0,0,0,0,0,0,0,0]
[1987,71.75,125.78,0,52.59,36.04,72.79,0,63.48,0,0,0,0,0,0,0,0]
[1988,71.94,109.53,0,48.91,33.48,55.6,0,59.49,0,0,0,0,0,0,0,0]
[1989,69.13,85.93,0,46.94,32.7,49.84,0,55.43,0,0,0,0,0,0,0,0]
[1990,68.66,77.12,0,44.33,34.06,48.26,0,52.94,0,0,0,0,0,0,0,0]
[1991,73.03,81.91,0,43.84,33.8,46.84,0,54.23,0,0,0,0,0,0,0,0]
[1992,81.22,84.6,0,46,33.56,51.43,0,58.09,0,0,0,0,0,0,0,0]
[1993,82.29,84.9,0,46.2,35.82,51.6,0,58.9,0,0,0,0,0,0,0,0]
[1994,85.95,86.92,77.6,46.14,34.59,51.93,0,60.22,2467970639,1965482909,65424889,4168804723,105108757,51328723,0,8824120639]
[1995,86.47,89,76,47.14,36.17,53.59,0,61.28,2620217437,2377626839,76733640,4746529562,124490731,59380811,0,10004979019]
[1996,88.95,90.32,75.68,48.37,37.11,54.6,0,62.99,2921082494,2881930648,93495435,5382673428,147029920,67635634,0,11493847557]
[1997,92.05,93.19,77.89,49.86,38.96,56.18,0,65.26,3231024101,3457978066,116216301,6054278141,166669552,77640901,0,13103807061]
[1998,100.62,104.16,86.51,55.01,44.31,63.02,25.79,72.08,3366301295.1,3840404738.891,141862601.289,6274861947.965,182953371.938,89472284.195,48936821.558,13944793060.936]
[1999,103.07,102.45,85.73,54.78,44.04,62.82,25.26,71.59,3621966257.962,4249567187.971,167756810.581,6906745118.425,207423595.562,98206287.437,83179357.659,15334844615.597]
[2000,107.3,106.04,90.16,58.3,43.04,65.92,24.52,74.65,4091828987.399,5057981417.767,206040237.083,8008200803.136,234581319.598,115971625.821,167579750.132,17882184140.936]
[2001,111.71,107.99,92.74,61.56,43.51,68.14,24.06,77.06,4498641440.914,5682562610.666,244808357.598,8750975777.172,267219697.304,127940937.358,289236461.57,19861385282.582]
[2002,110.31,104.42,90.78,60.08,43.16,66.22,26.03,75.21,4793300234.974,5996351593.054,268118671.417,9084046913.664,273119652.572,137459416.18,390930589.321,20943327071.182]
[2003,107.96,100.59,90.24,60.3,43.45,65.75,29.72,74.68,5020911856.061,6198741051.601,302414532.743,9518540969.554,267090279.876,144463055.075,473414752.06,21925576496.97]
[2004,110.41,96.85,89.05,60.23,41.95,65.33,30.61,74.58,5466721140.088,6535016625.299,336037327.037,10011334566.224,283879820.95,154649377.377,489014414.744,23276653271.719]
[2005,110.82,95.24,89,60.25,41.67,65.65,32.39,74.46,5767493514.204,7020625358.361,383467896.951,10540234952.282,304919304.411,168727451.615,567168866.92,24752637345]
[2006,114.33,97.91,77.48,61.92,42.96,68.61,34.6,76.43,6163640653.494,7618539340,371156624,11335905205,327995997,184370077,651095341.063,26652703237.557]
[2007,114.31,97.68,77.2,64.56,42.45,71.47,38.93,77.85,6365005846.448,8030374517.048,409465882.39,12584835586.118,348729285.867,199695514.609,757883324.378,28695989956.858]
[2008,114.97,95.3,78.58,66.24,42.38,72.5,45.69,78.76,6654217289.391,8274672801.109,454427465.026,13477191101.575,375930913.169,206418500.21,885900130.457,30328758200.937]
[2009,114.45,98.5,83.56,73.69,42.13,76.65,47.16,83.59,6801453931.439,8827082129.732,540273405.171,15270616921.153,407448194.208,226430707.005,901714119.649,32975019408.357]
[2010,119.85,98.934,87.226,76.634,42.537,81.133,50.49,86.12,7574768787.689,9637137528.445,650061293.59,17830665027.187,453201035.291,250009505.632,994227830.608,37390071008.442]
[2011,119.986,101.692,94.179,81.229,42.724,87.184,54.346,89.32,7621964091.748,10118763673.417,712750750.283,20428280261.245,479851320.254,274238525.995,1011202798.254,40647051421.196]
[2012,123.69,112.497,108.842,92.831,42.901,98.888,58.654,99.097,8099666224.268,11428849502.619,855546882.621,23959881861.435,548102426.828,312298566.54,1033474500.852,46237819965.163]
[2013,127.016,121.983,115.992,100.701,45.505,107.329,63.521,106.325,8359482143.409,12466201557.641,921824186.39,26723313243.971,630970912.553,338753963.964,1047827077.633,50488373085.561]
[2014,125.143,129.746,114.148,106.831,47.31,113.391,67.325,111.275,8066376736.667,13073321415.503,849078687.162,29116998686.378,686214232.971,365234261.904,986847399.197,53144071419.782]
[2015,123.687,130.464,113.215,107.413,47.312,113.372,67.223,111.575,8116164990.261,13526415520.217,870691773.274,29382565884.596,742907237.155,378803713.975,946136976.008,53963686067.486]
[2016,121.52,130.41,111.51,107.11,47.41,113.35,67.56,111.23,8270443259,14164678060,900914372,29866595242,786031602,392456597,906403930,55287523060]
[2017,108.5,130.42,103.07,107.41,47.57,113.48,67.48,109.53,7437258827,14515430182,857124037,30715446368,820634504,403630974,864485918,55614010810]
[2018,106.872,129.974,104.116,106.456,47.427,113.758,67.586,108.748,7790409259,15198335856,903498217,31191485295,877588497,407555748,848713533,57217586406]
[2019,104.953,130.327,103.853,106.56,47.74,113.911,67.378,108.658,7623684702.832,15147479418.084,889053066.701,30821348917.081,901438826.204,406828843.787,766666517.36,56556500292.049]
[2020,107.89,131.6,103.99,107.35,48.45,114.35,67.03,109.8,8232506704,14955272361,781516149,29914726353,921881230,401011598,711663815,55918578210]
[2021,109.16,128.47,101.69,105.48,45.95,112.97,65.66,108.11,8723165592.951,15358188585.359,856494475.983,30730573148.761,946732374.569,389133676.828,667199673.629,57671487528.08]
[2022,121.32,139.1,111.53,118.66,56.89,124.53,74.26,120.51,9826366412,17692429103,1012042827,35127215030,1218629359,426407864,726993690,66030084285]
[2023,149.75,169.46,138.83,153.71,75.1,152.7,101.85,152.8,12332006320,22172939544,1281676366,44661860463,1559251607,518974903,898784213,83425493417]
["자료: 한국전력공사",{"$nulls":8},"Source: Korea Electric Power Corporation"]

{"sheet":"Ⅴ-13","index":74,"n_rows":52,"n_cols":14,"rows_kept":52,"cut":false,"hidden":false,"merged":[[44,11,44,13],[33,0,34,0],[2,1,2,3],[2,4,2,6],[2,7,2,9],[44,2,44,3],[44,4,44,10]],"flags":["formulas_cached_only"]}
["13. 전력구입실적 Power Purchasing Results"]
[]
["\n","전력시장\nElectricity Market",null,null,"PPA\n(Power Purchase Agreement)",null,null,"합 계\nTotal"]
[null,"구입량","구입액","단 가","구입량","구입액","단 가","구입량","구입액","단 가"]
[null,"Volume","Payment","Unit cost","Volume","Payment","Unit cost","Volume","Payment","Unit cost"]
[null,"(GWh)","(Bil. KRW)","(KRW/kWh)","(GWh)","(Bil. KRW)","(KRW/Wh)","(GWh)","(Bil. KRW)","(KRW/kWh)"]
[2002,281872.892,13391.87,47.51,13650.392,1140.81,83.57,295523.284,14532.68,49.18]
[2003,299510.335,14669.436,48.98,11084.298,1055.081,95.19,310594.633,15724.517,50.63]
[2004,318062.338,15746.7,49.51,10463.797,1019.528,97.43,328526.135,16766.228,51.03]
[2005,338863.657,17373.623,51.27,10411.905,1170.094,112.38,349275.561,18543.717,53.09]
[2006,354866.214,19017.548,53.59,10369.797,1299.061,125.27,365236.012,20316.609,55.63]
[2008,392430.651,26880.387,68.5,12389.202,2228.262,179.86,404819.853,29108.649,71.91]
[2009,405689.921,26965.019,66.467,9476.411,1507.741,159.105,415166.332,28472.76,68.582]
[2010,440863.017,32312.081,73.293,14228.337,2195.015,154.271,455091.354,34507.096,75.825]
[2011,462356.727,36843.704,79.687,14638.439,2529.232,172.78,476995.166,39372.936,82.544]
[2012,471799.913,42613.214,90.321,17400.164,3248.681,186.704,489200.078,45861.895,93.749]
[2013,479286.615,42288.353,88.232,16892.263,3160.59,187.103,496178.878,45448.943,91.598]
[2014,490371.596,44727.079,91.211,11114.215,2259.768,203.322,501485.811,46986.847,93.695]
[2015,495113.858,41913.114,84.653,8714.833,1374.699,157.742,503828.691,43287.813,85.918]
[2016,508878.892,41828.977,82.2,9719.059,1222.8,125.815,518597.951,43051.778,83.016]
[2017,520229.507,44984.718,86.471,10702.251,1374.914,128.47,530931.758,46359.632,87.317]
[2018,536287.45,50850.319,94.819,11805.158,1584.893,134.254,548092.608,52435.212,95.669]
[2019,529074.599,50141.933,94.773,11445.729,1346.275,117.622,540520.328,51488.208,95.257]
[2020,515107.118,43766.668,84.966,14732.141,1290.879,87.623,529839.259,45057.547,85.04]
[2021,535985.491,55295.081,103.165,18211.454,1900.427,104.353,554196.945,57195.508,103.204]
[2022,550832.259,88670.071,160.975,20679.275,4188.372,202.54,571511.533,92858.443,162.479]
[2023,543972.741,78289.038,143.921,22100.304,3780.925,171.08,566073.045,82069.962,144.981]
["자료: 한국전력공사"]
["Source: Korea Electric Power Corporation"]
[]
["13-1. 2023 발전원별 전력구입실적 (전력시장구입)"]
["         Purchase Results from Electricity Market by Energy Source"]
[]
[null,"합계","원자력","유연탄","무연탄","석유류","액화천연가스/복합","신재생","수력","양수","기타"]
[null,"Total","Nuclear","Bituminous","Anthracite","Oil","LNG/Combine","Renewables","Hydro","Pumping","Other"]
["구입량\nVolume\n(GWh)",543972.741,171461.316,177020.834,1679.009,642.708,153325.785,30644.724,2982.235,3773.194,2442.936]
["구입액\nPayment\n(Bil. KRW)",78289.038,9446.91,25001.648,282.392,236.14,33003.667,5339.083,502.545,909.923,3566.729]
["단가\nUnit cost\n(KRW/kWh)",143.921,55.096,141.236,168.19,367.414,215.252,174.225,168.513,241.155,160.044]
["자료: 한국전력공사"]
["Source: Korea Electric Power Corporation"]
[]
["13-2. 2023 전력구입실적 (PPA 사업자 구입)"]
["          Purchase Results from Power Purchase Agreement"]
[]
[null,"합 계","복합화력 Combined Cycle",null,"신재생 Renewables",{"$nulls":6},"기타 Others"]
[null,"Total","CGN","소계","소수력","풍력","바이오","연료전지","태양광에너지","해양에너지","소 계","구역전기","폐기물","소계"]
[null,null,null,"Subtotal","Small hydro","Wind","Bio","Fuel cell","Solar energy","Ocean energy","Subtotal","Community","Waste","Subtotal"]
["구입량\nVolume\n(GWh)",22100.304,2236.123,2236.123,14.986,0.028,34.188,37.74,19602.43,0.028,19689.401,168.52,6.261,174.781]
["구입액\nPayment\n(Bil. KRW)",3780.925,564.778,564.778,2264.609,4.024,5137.645,5742.5,3176579.136,4.263,3189732.177,25453.114,961.569,26414.682]
["단가\nUnit cost\n(KRW/kWh)",171.08,252.57,252.57,151.114,146.005,150.277,152.158,162.05,149.837,162.003,151.039,153.585,151.13]
["자료: 한국전력공사"]
["Source: Korea Electric Power Corporation"]

{"sheet":"Ⅴ-14","index":75,"n_rows":21,"n_cols":13,"rows_kept":21,"cut":false,"hidden":false,"merged":[],"flags":["formulas_cached_only"]}
["14. 발전원별 전력구입량 Power Trading Results by Energy Source"]
[]
["단위: GWh",{"$nulls":11},"Unit: GWh"]
["\n","합계","원자력","유연탄","무연탄","유류","LNG/복합","신재생","수력","양수","RPS 이행비용","수요관리(DR)","기 타"]
[null,"Total","Nuclear","Bituminous ","Anthracite","Oil ","LNG/Combine","Renewable","Hydro","Pumping","RPS compliance costs","Demand response","Other"]
[2009,405690,141123,178840,7298,12819,57894,"-",2760,2814,"-","-",2143]
[2010,440863,141894,183359,7649,11854,85155,"-",3287,2774,"-","-",4890]
[2011,462357,147763,185778,7777,9474,96114,7930,4123,3214,"-","-",184]
[2012,471800,143548,184604,8020,14417,105285,8755,3348,3634,"-","-",189]
[2013,479287,132396,186886,6462,14684,119947,11081,3558,4086,"-","-",186]
[2014,490018,149056,189330,7746,7560,114864,15030,2070,5037,"-","-",197]
[2015,495113.859,157106.153,194176.419,6778.17,9391.413,106446.55,15802.766,1509.79,3638.779,"-","-",263.819]
[2016,508878.892,154175.351,199505.446,7070.565,13261.748,111709.749,17030.67,2140.22,3616.837,"-","-",368.308]
[2017,520229.507,141097.974,224833.514,4014.349,5734.647,117540.002,20028.436,2254.718,4170.965,"-","-",554.902]
[2018,536287.45,126882.561,226584.69,2419.502,6833.631,144039.383,22164.646,2762.67,3891.781,"-","-",708.586]
[2019,529074.599,138607.255,215011.742,2330.501,4010.676,138654.983,22575.079,2192.77,3444.24,"-","-",2247.353]
[2020,515203.379,152328.188,185179.075,1875.695,2184.034,140866.073,20201.906,3155.935,3256.766,"-","-",6155.707]
[2021,535985.491,150162.754,186812.679,1653.642,2110.363,163078.533,23367.545,2348.56,3666.758,"-","-",2784.656]
[2022,550832.259,167346.018,184047.583,1675.038,1336.849,159460.674,28360.654,2922.79,3701.973,"-","-",1980.678]
[2023,543972.741,171461.316,184047.583,177020.834,642.708,153325.785,30644.724,2982.235,3773.194,"-","-",2442.936]
["자료: 한국전력공사",{"$nulls":4},"Source: Korea Electric Power Corporation"]

{"sheet":"Ⅴ-15","index":76,"n_rows":21,"n_cols":13,"rows_kept":21,"cut":false,"hidden":false,"merged":[],"flags":["formulas_cached_only"]}
["15. 발전원별 전력거래금액  Power Purchasing Amounts by Energy Source"]
[]
["단위: 십억원",{"$nulls":11},"Unit: Bil. KRW"]
["\n","합계","원자력","유연탄","무연탄","유류","LNG/복합","신재생","수력","양수","RPS 이행비용","수요관리(DR)","기 타"]
[null,"Total","Nuclear","Bituminous ","Anthracite","Oil ","LNG/Combine","Renewable","Hydro","Pumping","RPS compliance costs","Demand response","Other"]
[2009,26965,5030,10787,797,1867,7518,"-",302,441,"-","-",224]
[2010,32312,5633,11163,842,2189,10912,"-",445,613,"-","-",515]
[2011,36844,5793,12487.5,767,2143.6,13694.5,806.1,561.6,567,"-","-",23]
[2012,42613,5686,12246,833,3650.3,17713.9,1038.9,605.8,810,"-","-",29.5]
[2013,42068.6,5178.8,10971.5,594.8,3252.7,19296.6,1303,608.2,835.2,"-","-",28]
[2014,43916.5,8191.7,12418.9,706.3,1670.5,18496.8,1734.9,333,865.5,"-","-",28.1]
[2015,40951.062,9836.005,13269.926,730.579,1407.871,13444.787,1572.471,178.74,483.302,"-","-",27.382]
[2016,40514.078,10489.177,14732.16,626.265,1462.436,11101.952,1502.411,186.219,384.637,"-","-",28.821]
[2017,43342.574,8573.361,17754.928,384.944,948.517,13163.198,1803.232,218.596,450.297,"-","-",45.502]
[2018,48630.759,7889.308,18792.913,257.65,1184.755,17485.191,2160.992,302.134,489.619,"-","-",68.199]
[2019,47685.495,8093.755,18807.671,239.696,917.595,16518.478,2241.696,236.439,418.893,"-","-",211.272]
[2020,41567.003,9092.547,15209.425,152.821,421.774,13918.397,1610.14,257.906,368.243,"-","-",535.75]
[2021,55295.081,8450.758,19000.897,171.845,460.317,19955.252,2497.514,252.806,514.741,"-","-",264.708]
[2022,88670.071,8799.331,29075.683,339.553,406.433,38254.465,5770.597,616.161,1028.543,3750.68,239.811,388.814]
[2023,78289.038,9446.91,25001.648,282.392,236.14,33003.667,5339.083,502.545,909.923,2937.535,238.217,390.978]
["자료: 한국전력공사",{"$nulls":4},"Source: Korea Electric Power Corporation"]

{"sheet":"Ⅴ-16","index":77,"n_rows":21,"n_cols":13,"rows_kept":21,"cut":false,"hidden":false,"merged":[],"flags":["formulas_cached_only"]}
["16. 발전원별 전력구입단가 Power Purchasing Unit Cost by Energy Source"]
[]
["단위: 십억원",{"$nulls":11},"Unit: Bil. KRW"]
["\n","합계","원자력","유연탄","무연탄","유류","LNG/복합","신재생","수력","양수","RPS 이행비용","수요관리(DR)","기 타"]
[null,"Total","Nuclear","Bituminous ","Anthracite","Oil ","LNG/Combine","Renewable","Hydro","Pumping","RPS compliance costs","Demand response","Other"]
[2009,66.47,35.64,60.31,109.19,145.62,129.858,"-",109.37,156.61,"-","-",104.36]
[2010,73.29,39.7,60.88,110.13,184.65,128.143,"-",135.43,220.81,"-","-",105.32]
[2011,79.69,39.2,67.22,98.64,226.27,142.482,101.66,136.19,176.43,"-","-",126.25]
[2012,90.32,39.61,66.34,103.88,253.2,168.247,118.66,180.95,222.9,"-","-",156]
[2013,87.77,39.12,58.71,91.73,221.5,160.876,120.09,170.92,204.42,"-","-",150.28]
[2014,89.62,54.96,65.59,91.18,220.97,161.03,117.08,160.89,171.83,"-","-",142.75]
[2015,82.71,62.607,68.34,107.784,149.91,126.306,99.506,118.387,132.82,"-","-",103.789]
[2016,79.614,68.034,73.843,88.573,110.275,99.382,88.218,87.009,106.346,"-","-",78.254]
[2017,83.314,60.762,78.969,95.892,165.401,111.989,90.034,96.951,107.96,"-","-",82]
[2018,90.68,62.178,82.94,106.489,173.371,121.392,97.497,109.363,125.808,"-","-",96.246]
[2019,90.13,58.393,87.473,102.852,228.788,119.134,99.3,107.826,121.621,"-","-",94.009]
[2020,80.681,59.691,82.134,81.475,193.117,98.806,79.702,81.721,113.07,"-","-",87.033]
[2021,103.165,56.277,101.711,103.919,218.122,122.366,106.88,107.643,140.38,"-","-",95.059]
[2022,160.975,52.582,157.979,202.713,304.023,239.899,203.472,210.813,277.836,"-","-",196.304]
[2023,143.921,55.096,141.236,168.19,367.414,215.252,174.225,168.513,241.155,"-","-",160.044]
["자료: 한국전력공사",{"$nulls":4},"Source: Korea Electric Power Corporation"]

{"sheet":"Ⅴ-17-1","index":78,"n_rows":42,"n_cols":3,"rows_kept":42,"cut":false,"hidden":false,"merged":[[25,0,25,5]],"flags":["formulas_cached_only"]}
["17. 전기요금표 Electricity Tariff"]
["17-1. 주택용(저압/고압) Residential Service"]
[]
["□ 주택용 전력(저압)"]
[" - 주거용 고객(아파트 고객 포함), 계약전력 3kW 이하의 고객"]
[" - 독신자 합숙소(기숙사 포함) 또는 집단주거용 사회복지시설로서 고객이 주택용 전력의 적용을 희망하는 경우 적용"]
[" - 주거용 오피스텔 고객(주거용 오피스텔이란? 주택은 아니지만 실제 주거용도로 이용되는 오피스텔)"]
[]
[" - 하계(7.1~8.31)"]
[null,null,"(적용일자 : 2024년 01월 01일)"]
[null,"기본요금(원/호)","전력량 요금(원/kWh)"]
["300kWh 이하 사용",910,120]
["301 ~ 450kWh 사용",1600,214.6]
["450kWh 초과 사용",7300,307.3]
["※ 슈퍼유저요금: 하계(7~8월), 1,000kWh초과 전력량요금은 736.2원/kWh 적용"]
[]
[" - 기타계절(1.1~6.30, 9.1~12.31)"]
[null,null,"(적용일자 : 2024년 01월 01일)"]
[null,"기본요금(원/호)","전력량 요금(원/kWh)"]
["200kWh 이하 사용",910,120]
["201 ~ 400kWh 사용",1600,214.6]
["400kWh 초과 사용",7300,307.3]
["※ 슈퍼유저요금: 동계(12~2월), 1,000kWh초과 전력량요금은 736.2원/kWh 적용"]
[]
["□ 주택용 전력(고압)"]
[" - 고압으로 공급받는 가정용 고객에게 적용"]
[]
[" - 하계(7.1~8.31)"]
[null,null,"(적용일자 : 2023년 11월 09일)"]
[null,"기본요금(원/호)","전력량 요금(원/kWh)"]
["300kWh 이하 사용",730,105]
["301 ~ 450kWh 사용",1260,174]
["450kWh 초과 사용",6060,242.3]
["※ 슈퍼유저요금: 하계(7~8월), 1,000kWh초과 전력량요금은 601.3원/kWh 적용"]
[]
[" - 기타계절(1.1~6.30, 9.1~12.31)"]
[null,null,"(적용일자 : 2023년 11월 09일)"]
[null,"기본요금(원/호)","전력량 요금(원/kWh)"]
["200kWh 이하 사용",730,105]
["201 ~ 400kWh 사용",1260,174]
["400kWh 초과 사용",6060,242.3]
["※ 슈퍼유저요금: 동계(12~2월), 1,000kWh초과 전력량요금은 601.3원/kWh 적용"]

{"sheet":"Ⅴ-17-2","index":79,"n_rows":57,"n_cols":7,"rows_kept":57,"cut":false,"hidden":false,"merged":[[48,0,56,0],[48,1,50,1],[48,2,50,2],[51,1,53,1],[51,2,53,2],[54,1,56,1],[54,2,56,2],[37,0,38,1],[37,3,37,6],[39,0,47,0],[39,1,41,1],[39,2,41,2],[42,1,44,1],[42,2,44,2],[45,1,47,1],[45,2,47,2],[35,0,35,5],[13,0,13,5],[16,0,16,5],[18,0,19,1],[18,3,18,6],[20,0,25,0],[20,1,22,1],[20,2,22,2],[23,1,25,1],[23,2,25,2],[26,0,31,0],[26,1,28,1],[26,2,28,2],[29,1,31,1],[29,2,31,2],[11,0,12,0],[4,0,4,5],[6,0,7,1],[6,3,6,5],[8,0,8,1],[9,0,10,0]],"flags":["formulas_cached_only"]}
["17. 전기요금표 Electricity Tariff"]
["17-2. 일반용(갑/을) General Service"]
[]
["□ 일반용 전력(갑) Ⅰ"]
[" - 타 종별을 제외한 고객으로 계약전력 300kW 미만 고객에 적용 "]
[{"$nulls":5},"(적용일자 : 2024년 01월 01일)"]
[null,null,"기본요금","전력량 요금(원/kWh)"]
[null,null,"(원/kW)","여름철\n(6~8월)","봄·가을철\n(3~5,9~10월)","겨울철\n(11~2월)"]
["저압전력",null,6160,132.4,91.9,119]
["고압A","선택Ⅰ",7170,142.6,98.6,130.3]
[null,"선택Ⅱ",8230,138.6,94.3,125]
["고압B","선택Ⅰ",7170,140.5,97.5,127.3]
[null,"선택Ⅱ",8230,135.2,92.2,122]
["※ 저압 : 표준전압110V~380V, 고압A:3,300~66,000V, 고압B:154,000V이상"]
[]
["□ 일반용 전력(갑Ⅱ)"]
[" - 타 종별을 제외한 고객으로 계약전력 300kW 미만 고객에 적용"]
[{"$nulls":6},"(적용일자 : 2024년 01월 01일)"]
[null,null,"기본요금","전력량 요금(원/kWh)"]
[null,null,"(원/kW)","시 간 대","여름철\n(6~8월)","봄·가을철\n(3~5, 9~10월)","겨울철\n(11~2월)"]
["고압A","선택Ⅰ",7170,"경 부 하",89.4,89.4,98.1]
[null,null,null,"중간부하",140.6,96.8,128.5]
[null,null,null,"최대부하",163.1,108.1,143.3]
[null,"선택Ⅱ",8230,"경 부 하",84.1,84.1,92.8]
[null,null,null,"중간부하",135.3,91.5,123.2]
[null,null,null,"최대부하",157.8,102.8,138]
["고압B","선택Ⅰ",7170,"경 부 하",88.8,88.8,97.8]
[null,null,null,"중간부하",137.4,94.7,125.1]
[null,null,null,"최대부하",153.8,100.1,139.3]
[null,"선택Ⅱ",8230,"경 부 하",83.5,83.5,92.5]
[null,null,null,"중간부하",132.1,89.4,119.8]
[null,null,null,"최대부하",148.5,94.8,134]
["※ 대상 : 시간대별 구분 계량기가 설치된 고객"]
[]
["□ 일반용 전력(을)"]
[" - 타 종별을 제외한 고객으로 계약전력 300kW 이상 고객에 적용"]
[{"$nulls":6},"(적용일자 : 2024년 01월 01일)"]
[null,null,"기본요금","전력량 요금(원/kWh)"]
[null,null,"(원/kW)","시간대","여름철\n(6~8월)","봄·가을철\n(3~5, 9~10월)","겨울철\n(11~2월)"]
["고압A","선택Ⅰ",7220,"경 부 하",92.8,92.8,99.8]
[null,null,null,"중간부하",145.7,115.3,145.9]
[null,null,null,"최대부하",227.8,146,203.4]
[null,"선택Ⅱ",8320,"경 부 하",87.3,87.3,94.3]
[null,null,null,"중간부하",140.2,109.8,140.4]
[null,null,null,"최대부하",222.3,140.5,197.9]
[null,"선택Ⅲ",9810,"경 부 하",86.4,86.4,93.7]
[null,null,null,"중간부하",139.6,108.5,139.8]
[null,null,null,"최대부하",209.9,132.2,186.7]
["고압B","선택Ⅰ",6630,"경 부 하",95.9,95.9,102.9]
[null,null,null,"중간부하",148.2,118.2,148.2]
[null,null,null,"최대부하",229.4,148.5,204.4]
[null,"선택Ⅱ",7380,"경 부 하",92.1,92.1,99.1]
[null,null,null,"중간부하",144.4,114.4,144.4]
[null,null,null,"최대부하",225.6,144.7,200.6]
[null,"선택Ⅲ",8190,"경 부 하",90.4,90.4,97.5]
[null,null,null,"중간부하",142.7,112.8,142.7]
[null,null,null,"최대부하",224,143.1,198.9]

{"sheet":"Ⅴ-17-3","index":80,"n_rows":64,"n_cols":7,"rows_kept":64,"cut":false,"hidden":false,"merged":[[55,0,63,0],[55,1,57,1],[55,2,57,2],[58,1,60,1],[58,2,60,2],[61,1,63,1],[61,2,63,2],[46,0,54,0],[46,1,48,1],[46,2,48,2],[49,1,51,1],[49,2,51,2],[52,1,54,1],[52,2,54,2],[35,0,36,1],[35,3,35,6],[37,0,45,0],[37,1,39,1],[37,2,39,2],[40,1,42,1],[40,2,42,2],[43,1,45,1],[43,2,45,2],[33,0,33,4],[15,0,15,4],[17,0,18,1],[17,3,17,6],[19,0,24,0],[19,1,21,1],[19,2,21,2],[22,1,24,1],[22,2,24,2],[25,0,30,0],[25,1,27,1],[25,2,27,2],[28,1,30,1],[28,2,30,2],[11,0,12,0],[4,0,4,4],[6,0,7,1],[6,3,6,5],[8,0,8,1],[9,0,10,0]],"flags":["formulas_cached_only"]}
["17. 전기요금표 Electricity Tariff"]
["17-3. 산업용(갑/을) Industrial Service"]
[]
["□ 산업용(갑) Ⅰ"]
[" - 광업, 제조업 및 기타사업에 전력을 사용하는 계약전력 4kW 이상 300kW 미만 고객에 적용"]
[{"$nulls":5},"(적용일자 : 2024년 01월 01일)"]
["구 분",null,"기본요금","전력량 요금(원/kWh)"]
[null,null,"(원/kW)","여름철\n(6~8월)","봄·가을철\n(3~5, 9~10월)","겨울철\n(11~2월)"]
["저압전력",null,5550,107.7,85.9,106]
["고압A","선택Ⅰ",6490,116.3,92.6,116.2]
[null,"선택Ⅱ",7470,111.5,88,109.7]
["고압B","선택Ⅰ",6000,115.1,91.5,114.7]
[null,"선택Ⅱ",6900,110.4,86.9,108.6]
[]
["□ 산업용(갑) Ⅱ"]
[" - 광업, 제조업 및 기타사업에 전력을 사용하는 계약전력 4kW 이상 300kW 미만 고객에 적용"]
[{"$nulls":6},"(적용일자 : 2024년 01월 01일)"]
[null,null,"기본요금","전력량 요금(원/kWh)"]
[null,null,"(원/kW)","시간대","여름철\n(6~8월)","봄·가을철\n(3~5, 9~10월)","겨울철\n(11~2월)"]
["고압A","선택Ⅰ",6490,"경부하",87.2,87.2,94.6]
[null,null,null,"중간부하",113,92,111.5]
[null,null,null,"최대부하",146.5,111.2,140.9]
[null,"선택Ⅱ",7470,"경부하",82.3,82.3,106.6]
[null,null,null,"중간부하",108.1,87.1,106.6]
[null,null,null,"최대부하",141.6,106.3,136]
["고압B","선택Ⅰ",6000,"경부하",84,84,91.2]
[null,null,null,"중간부하",111.6,90.6,109.2]
[null,null,null,"최대부하",145.4,109.4,137.9]
[null,"선택Ⅱ",6900,"경부하",79.5,79.5,86.7]
[null,null,null,"중간부하",107.1,86.1,104.7]
[null,null,null,"최대부하",140.9,104.9,133.4]
[]
["□ 산업용(을)"]
[" - 광업, 제조업 및 기타사업에 전력을 사용하는 계약전력 300kW 이상 고객에 적용"]
[{"$nulls":6},"(적용일자 : 2024년 01월 01일)"]
[null,null,"기본요금","전력량 요금(원/kWh)"]
[null,null,"(원/kW)","시간대","여름철\n(6~8월)","봄·가을철\n(3~5, 9~10월)","겨울철\n(11~2월)"]
["고압A","선택Ⅰ",7220,"경부하",99.5,99.5,106.5]
[null,null,null,"중간부하",152.4,122,152.6]
[null,null,null,"최대부하",234.5,152.7,210.1]
[null,"선택Ⅱ",8320,"경부하",94,94,101]
[null,null,null,"중간부하",146.9,116.5,147.1]
[null,null,null,"최대부하",229,147.2,204.6]
[null,"선택Ⅱ",9810,"경부하",93.1,93.1,100.4]
[null,null,null,"중간부하",146.3,115.2,146.5]
[null,null,null,"최대부하",216.6,138.9,193.4]
["고압B","선택Ⅰ",6630,"경부하",109.4,109.4,116.4]
[null,null,null,"중간부하",161.7,131.7,161.7]
[null,null,null,"최대부하",242.9,162,217.9]
[null,"선택Ⅱ",7380,"경부하",105.6,105.6,112.6]
[null,null,null,"중간부하",157.9,127.9,157.9]
[null,null,null,"최대부하",239.1,158.2,214.1]
[null,"선택Ⅱ",8190,"경부하",103.9,103.9,111]
[null,null,null,"중간부하",156.2,126.3,156.2]
[null,null,null,"최대부하",237.5,156.6,212.4]
["고압C","선택Ⅰ",6590,"경부하",108.9,108.9,115.8]
[null,null,null,"중간부하",161.8,131.8,161.4]
[null,null,null,"최대부하",242.7,162.2,218]
[null,"선택Ⅱ",7520,"경부하",104.2,104.2,111.1]
[null,null,null,"중간부하",157.1,127.1,156.7]
[null,null,null,"최대부하",238,157.5,213.3]
[null,"선택Ⅱ",8090,"경부하",103.1,103.1,110]
[null,null,null,"중간부하",156,126,155.6]
[null,null,null,"최대부하",236.9,156.4,212.2]

{"sheet":"Ⅴ-17-4","index":81,"n_rows":34,"n_cols":7,"rows_kept":34,"cut":false,"hidden":false,"merged":[[28,0,33,0],[28,1,30,1],[28,2,30,2],[31,1,33,1],[31,2,33,2],[20,0,21,1],[20,2,21,2],[20,3,20,6],[22,0,27,0],[22,1,24,1],[22,2,24,2],[25,1,27,1],[25,2,27,2],[13,0,14,0],[8,0,9,1],[8,2,9,2],[8,3,8,5],[10,0,10,1],[11,0,12,0]],"flags":["formulas_cached_only"]}
["17. 전기요금표 Electricity Tariff"]
["17-4. 교육용(갑/을) Educational Service"]
[]
["□ 교육용(갑)"]
[" - 법령에 의한 학교인정 교육시설(부속병원 제외), 도서관 및 독서진흥법에 의한 도서관, 박물과 및 미술과 진흥법에 의한 박물관∙미술관, 과학관 육성법에 의한 과학관에 적용"]
[" - 계약전력 1,000kW 미만 고객에 적용"]
[]
[{"$nulls":5},"(적용일자 : 2024년 01월 01일)"]
[null,null,"기본요금\n(원/kW)","전력량 요금(원/kWh)"]
[null,null,null,"여름철\n(6~8월)","봄·가을철\n(3~5,9~10월)","겨울철\n(11~2월)"]
["저 압 전 력",null,5230,123.6,86.4,110.8]
["고압A","선택Ⅰ",5550,123.3,86.5,109.3]
[null,"선택Ⅱ",6370,118.8,82.1,104.8]
["고압B","선택Ⅰ",5550,122.6,86.1,108.5]
[null,"선택Ⅱ",6370,118.1,81.6,104]
[]
["□ 교육용(을)"]
[" - 법령에 의한 학교인정 교육시설(부속병원 제외), 도서관 및 독서진흥법에 의한 도서관, 박물관 및 미술관 진흥법에 의한 박물관∙미술관, 과학관 육성법에 의한 과학관에 적용"]
[" - 계약전력 1,000kW 이상 고객에 적용"]
[{"$nulls":6},"(적용일자 : 2024년 01월 01일)"]
["구 분",null,"기본요금\n(원/kW)","전력량 요금(원/kWh)"]
[null,null,null,"시간대","여름철\n(6~8월)","봄·가을철\n(3~5, 9~10월)","겨울철\n(11~2월)"]
["고압A","선택Ⅰ",6090,"경부하",76.5,76.5,80.5]
[null,null,null,"중간부하",121.2,90.9,119.7]
[null,null,null,"최대부하",187.1,111.4,158.4]
[null,"선택Ⅱ",6980,"경부하",72,72,76]
[null,null,null,"중간부하",116.7,86.4,115.2]
[null,null,null,"최대부하",182.6,106.9,153.9]
["고압B","선택Ⅰ",6090,"경부하",75,75,78.8]
[null,null,null,"중간부하",118.5,89.2,116.8]
[null,null,null,"최대부하",181.4,109,154.1]
[null,"선택Ⅱ",6980,"경부하",70.5,70.5,74.3]
[null,null,null,"중간부하",114,84.7,112.3]
[null,null,null,"최대부하",176.9,104.5,149.6]

{"sheet":"Ⅴ-17-5","index":82,"n_rows":18,"n_cols":5,"rows_kept":18,"cut":false,"hidden":false,"merged":[[13,0,13,1],[13,3,13,4],[14,0,17,0],[14,3,14,4],[15,1,17,1],[15,2,17,2],[7,0,7,4],[8,0,8,4],[9,0,9,4],[10,0,10,4],[12,0,12,1],[12,3,12,4]],"flags":["formulas_cached_only"]}
["17. 전기요금표 Electricity Tariff"]
["17-5. 농사용 Agricultural(lights) Service"]
[]
["□ 농사용전력(갑): 양곡생산을 위한 양수, 배수펌프 및 수문조작에 사용하는 전력"]
[]
["□ 농사용전력(을): 다음 중 하나에 해당하는 계약전력 1,000kW 미만의 고객으로 농사용전력(갑) 이외의 고객"]
[" - 농사용 육묘 또는 전조재배에 사용하는 전력"]
[" - 농작물 재배∙축산∙양잠∙수산물양식업, 농작물 저온보관시설, 수협 또는 어촌계의 저온보관시설"]
[" - 농산물 생산자의 농수산물 건조 시설, 수협 또는 어촌계의 수산물 제빙∙냉동시설"]
[" - 농작물 재배∙축산∙양잠∙수산물양식업 고객의 해충 구제 및 유인용 전등"]
["※ 12.11.1 이후 기존 농사용(을∙병) → 농사용(병) 통합 후 농사용(을)로 명칭변경"]
[{"$nulls":4},"(적용일자 : 2024년 04월 01일)"]
[null,null,"기본요금(원/kW)","전력량 요금(원/kWh)"]
["갑",null,360,41.9]
["을","저압",1150,59.5]
[null,"고압(A,B)",1210,"여름철(6~8월)",62.2]
[null,null,null,"봄·가을철\n(3~5,9~10월)",60.2]
[null,null,null,"겨울철\n(11~2월)",62.2]

{"sheet":"Ⅴ-17-6","index":83,"n_rows":9,"n_cols":3,"rows_kept":9,"cut":false,"hidden":false,"merged":[[7,1,7,2],[3,0,3,2]],"flags":["formulas_cached_only"]}
["17. 전기요금표 Electricity Tariff"]
["17-6. 가로등 Street Light Service"]
[]
[" - 일반 공중의 편익을 위하여 도로∙교량∙공원 등에 조명용으로 설치한 전등이나 교통 신호등∙도로표시등∙해공로 표시등 및 기타 이에 준하는 전등(소형기기를 포함)에 적용"]
[]
[null,null,"(적용일자 : 2024년 01월 01일)"]
[null,"기본요금(원/kW)","전력량 요금(원/kWh)"]
["갑(정액등)","W당 47.2(월 최저요금 1,220원)"]
["을(종량등)",6290,112.6]

{"sheet":"Ⅴ-17-7","index":84,"n_rows":17,"n_cols":5,"rows_kept":17,"cut":false,"hidden":false,"merged":[[11,0,14,0],[11,1,12,1],[11,3,12,3],[14,1,14,4],[3,0,3,4],[6,1,6,2],[6,3,6,4],[7,0,8,0],[7,1,7,4],[8,1,8,4],[9,0,10,0],[9,1,9,4],[10,1,10,4]],"flags":["formulas_cached_only"]}
["17. 전기요금표 Electricity Tariff"]
["17-7. 심야전력 Midnight Power Service"]
[]
[" - 한전이 인정하는 심야전력 이용기기를 설치하여 전력사용이 적은 심야(밤 22시~아침8시)에 열, 온수 또는 얼음을 생산, 저장하였다가 하루 종일 난방, 급탕 또는 냉방에 이용하는 경우 적용"]
[]
[{"$nulls":4},"(적용일자 : 2024년 01월 01일)"]
["구분","기본요금(원/kW)",null,"전력량 요금(원/kWh)"]
["갑","겨울철: 103.5, 기타계절: 82.1"]
[null,"(월 최저요금: 20kW에 해당하는 요금)"]
["을 Ⅰ","겨울철: 89.0, 기타계절: 71.9"]
[null,"(월 최저요금: 20kW에 해당하는 요금)"]
["을 Ⅱ","7,160원×","기타시간 사용전 전력량","심야시간대","겨울철: 89.0"]
[null,null,"월간 총사용전 전력량",null,"기타계절: 71.9"]
[null,null,null,"기타시간",115.1]
[null,"(월 최저요금 kW당 710월)"]
["※ 겨울철: 11월~익년 2월, 기타계절: 3~10월"]
["※ 심야시간: 22:00~08:00, 기타시간: 08:00~22:00"]

{"sheet":"Ⅴ-17-8","index":85,"n_rows":168,"n_cols":7,"rows_kept":168,"cut":false,"hidden":false,"merged":[[161,0,163,0],[161,1,161,3],[162,1,163,1],[164,0,166,0],[4,0,4,6],[149,0,151,0],[149,1,151,1],[152,0,154,0],[152,1,154,1],[155,0,157,0],[155,1,157,1],[142,0,143,2],[142,3,142,5],[143,3,143,5],[147,0,148,0],[147,1,148,1],[147,2,147,5],[127,0,128,0],[127,1,128,1],[127,2,127,5],[129,0,131,0],[129,1,131,1],[132,0,134,0],[132,1,134,1],[114,0,123,0],[114,1,116,1],[114,2,116,2],[117,1,119,1],[117,2,119,2],[120,1,122,1],[120,2,122,2],[102,0,103,1],[102,2,103,2],[78,0,86,0],[78,1,80,1],[78,2,80,2],[81,1,83,1],[81,2,83,2],[84,1,86,1],[84,2,86,2],[102,3,102,6],[104,0,113,0],[104,1,106,1],[104,2,106,2],[107,1,109,1],[107,2,109,2],[110,1,112,1],[110,2,112,2],[91,0,92,1],[91,2,92,2],[91,3,91,6],[93,0,98,0],[93,1,95,1],[93,2,95,2],[96,1,98,1],[96,2,98,2],[66,0,68,1],[66,2,68,2],[66,3,66,6],[67,3,68,3],[69,0,77,0],[69,1,71,1],[69,2,71,2],[72,1,74,1],[72,2,74,2],[75,1,77,1],[75,2,77,2],[51,0,53,1],[51,2,53,2],[51,3,51,6],[52,3,53,3],[54,0,62,0],[54,1,56,1],[54,2,56,2],[57,1,59,1],[57,2,59,2],[60,1,62,1],[60,2,62,2],[27,0,28,1],[27,2,28,2],[27,3,27,6],[28,3,28,4],[29,0,43,0],[29,1,33,1],[29,2,33,2],[29,3,29,4],[30,3,31,3],[30,6,31,6],[39,1,43,1],[39,2,43,2],[39,3,39,4],[40,3,41,3],[40,6,41,6],[42,3,43,3],[32,3,33,3],[34,1,38,1],[34,2,38,2],[34,3,34,4],[35,3,36,3],[35,6,36,6],[37,3,38,3],[7,0,8,1],[7,2,8,2],[7,3,7,6],[8,3,8,4],[9,0,23,0],[9,1,13,1],[9,2,13,2],[9,3,9,4],[10,3,11,3],[10,6,11,6],[19,1,23,1],[19,2,23,2],[19,3,19,4],[20,3,21,3],[20,6,21,6],[22,3,23,3],[12,3,13,3],[14,1,18,1],[14,2,18,2],[14,3,14,4],[15,3,16,3],[15,6,16,6],[17,3,18,3]],"flags":["formulas_cached_only"]}
["17. 전기요금표 Electricity Tariff"]
["17-8. 기타요금제(선택, 전기차, 보완) Rate Options Service"]
[]
["□ 수요관리청 선택요금 Ⅰ (CPP요금)"]
[" - 일반용(을)∙산업용(을) 고압A(공급전압 22,900V) 고객 중 \"CPP요금\" 적용기간(1~2월, 7~8월)에 대응하는 전년도 동일 기간에서 토, 일요일 및 공휴일을 제외한 평일 사용전력량 중 최대부하시간대 사용전력량 점유비가 25% 이상인 고객 중 희망 고객. 단, 지식서비스 산업, 전기차 충전전력, 산업용 기타사업 할인고객 제외"]
[" - 일반용(을)"]
[{"$nulls":6},"(적용일자 : 2024년 01월 01일)"]
["구분",null,"기본요금(원/kW)","전력량 요금(원/kWh)"]
[null,null,null,"시간대",null,"1.1~2월 말일","7.1~8.31"]
["고압A","선택 Ⅰ",7220,"경부하",null,80.6,78.2]
[null,null,null,"중간부하","비피크일",112.6,117.3]
[{"$nulls":4},"피크일",217.7]
[null,null,null,"최대부하","비피크일",152.6,177.9]
[{"$nulls":4},"피크일",601.1,683.7]
[null,"선택 Ⅱ",8320,"경부하",null,75.1,72.7]
[null,null,null,"중간부하","비피크일",107.1,118.8]
[{"$nulls":4},"피크일",211.9]
[null,null,null,"최대부하","비피크일",147.1,172.4]
[{"$nulls":4},"피크일",595.6,678.2]
[null,"선택 Ⅲ",9810,"경부하",null,74.7,72]
[null,null,null,"중간부하","비피크일",106.7,113.3]
[{"$nulls":4},"피크일",210.9]
[null,null,null,"최대부하","비피크일",139.3,163.3]
[{"$nulls":4},"피크일",557.7,636.3]
[]
[" - 산업용(을)"]
[{"$nulls":6},"(적용일자 : 2024년 01월 01일)"]
["구분",null,"기본요금(원/kW)","전력량 요금(원/kWh)"]
[null,null,null,"시간대",null,"1.1~2월 말일","7.1~8.31"]
["고압A","선택 Ⅰ",7220,"경부하",null,87.3,84.9]
[null,null,null,"중간부하","비피크일",119.3,124]
[{"$nulls":4},"피크일",224.4]
[null,null,null,"최대부하","비피크일",159.3,184.6]
[{"$nulls":4},"피크일",607.8,690.4]
[null,"선택 Ⅱ",8320,"경부하",null,81.8,79.4]
[null,null,null,"중간부하","비피크일",113.8,118.5]
[{"$nulls":4},"피크일",218.6]
[null,null,null,"최대부하","비피크일",153.8,179.1]
[{"$nulls":4},"피크일",602.3,684.9]
[null,"선택 Ⅲ",9810,"경부하",null,81.4,78.7]
[null,null,null,"중간부하","비피크일",113.4,118]
[{"$nulls":4},"피크일",217.6]
[null,null,null,"최대부하","비피크일",146,170]
[{"$nulls":4},"피크일",564.4,643]
[]
["□ 수요관리청 선택요금 Ⅱ "]
[" - 일반용(을)∙산업용(을) 고압B, C(공급전압 154,000V 이상) 고객 중 희망 고객. 단, 지식서비스산업, 전기차 충전전력 고객 제외"]
["* 여름철 및 봄가을철 최대부하시간대: 14~17시, 중간부하시간대: 9~14시, 17~23시"]
["  겨울철 시간대는 기존 요금제의 시간대와 동일"]
[" - 일반용(을)"]
[{"$nulls":6},"(적용일자 : 2024년 01월 01일)"]
["구분",null,"기본요금(원/kW)","전력량 요금(원/kWh)"]
[null,null,null,"시간대","여름철","봄∙가을철","겨울철"]
[{"$nulls":4},"(6~8월)","(3~5, 9~10월)","(11~2월)"]
["고압B","선택 Ⅰ",6630,"경부하",95.9,95.9,102.9]
[null,null,null,"중간부하",148.2,118.2,148.2]
[null,null,null,"최대부하",335.6,210.3,204.4]
[null,"선택 Ⅱ",7380,"경부하",92.1,92.1,99.1]
[null,null,null,"중간부하",144.4,114.4,144.4]
[null,null,null,"최대부하",329.7,204.4,200.6]
[null,"선택 Ⅲ",8190,"경부하",90.4,90.4,97.5]
[null,null,null,"중간부하",142.7,112.8,142.7]
[null,null,null,"최대부하",327.3,202,198.9]
[]
[" - 산업용(을)"]
[{"$nulls":6},"(적용일자 : 2024년 01월 01일)"]
["구분",null,"기본요금(원/kW)","전력량 요금(원/kWh)"]
[null,null,null,"시간대","여름철","봄∙가을철","겨울철"]
[{"$nulls":4},"(6~8월)","(3~5, 9~10월)","(11~2월)"]
["고압B","선택 Ⅰ",6630,"경부하",109.4,109.4,116.4]
[null,null,null,"중간부하",161.7,131.7,161.7]
[null,null,null,"최대부하",349.1,223.8,217.9]
[null,"선택 Ⅱ",7380,"경부하",105.6,105.6,112.6]
[null,null,null,"중간부하",157.9,127.9,157.9]
[null,null,null,"최대부하",343.2,217.9,214.1]
[null,"선택 Ⅲ",8190,"경부하",103.9,103.9,111]
[null,null,null,"중간부하",156.2,126.3,156.2]
[null,null,null,"최대부하",340.8,215.5,212.4]
["고압C","선택 Ⅰ",6590,"경부하",108.9,108.9,115.8]
[null,null,null,"중간부하",161.8,131.8,161.4]
[null,null,null,"최대부하",348.8,224.1,218]
[null,"선택 Ⅱ",7520,"경부하",104.2,104.2,111.1]
[null,null,null,"중간부하",157.1,127.1,156.7]
[null,null,null,"최대부하",341.5,216.8,213.3]
[null,"선택 Ⅲ",8090,"경부하",103.1,103.1,110]
[null,null,null,"중간부하",156,126,155.6]
[null,null,null,"최대부하",339.8,215.1,212.2]
[]
["□ 전기자동차 충전전력요금"]
["(1) 환경친화적 자동차의 개발 및 보급촉진에 관한 법률 제2조 제3호에 따른 전기자동차(단, 이륜자동차는 제외) 충전설비"]
[{"$nulls":6},"(적용일자 : 2023년 11월 9일)"]
["구분",null,"기본요금(원/kW)","전력량 요금(원/kWh)"]
[null,null,null,"시간대","여름철","봄∙가을철","겨울철"]
["자가소비","저압",2390,"경부하",84.3,85.4,107.4]
[null,null,null,"중간부하",172,97.2,154.9]
[null,null,null,"최대부하",259.2,102.1,217.5]
[null,"고압",2580,"경부하",79.2,80.2,96.6]
[null,null,null,"중간부하",137.4,91,127.7]
[null,null,null,"최대부하",190.4,94.9,165.5]
[]
["(2) 지능형전력망의 구축 및 이용촉진에 괂나 법률 제12조 및 동법 시행령 제8조에 따른 전기차충전서비스 제공사업자의 위(1)에 해당하는 충전설비"]
[{"$nulls":6},"(적용일자 : 2024년 01월 01일)"]
["구분",null,"기본요금(원/kW)","전력량 요금(원/kWh)"]
[null,null,null,"시간대","여름철","봄∙가을철","겨울철"]
["저압","선택 Ⅰ",2390,"경부하",95.9,85.4,110.6]
[null,null,null,"중간부하",162.2,97.2,143.1]
[null,null,null,"최대부하",203.5,102.1,172]
[null,"선택 Ⅱ",2390,"경부하",83.1,85.4,105.8]
[null,null,null,"중간부하",140,97.2,126.7]
[null,null,null,"최대부하",270.8,102.1,227]
[null,"선택 Ⅲ",2390,"경부하",90.1,85.4,115.5]
[null,null,null,"중간부하",138.6,97.2,125.4]
[null,null,null,"최대부하",236,102.1,198.4]
[null,"선택 Ⅳ",2390,"전체시간",172,97.2,154.9]
["고압","선택 Ⅰ",2580,"경부하",89.8,80.2,99.4]
[null,null,null,"중간부하",129.9,91,118.4]
[null,null,null,"최대부하",151.2,94.9,132.4]
[null,"선택 Ⅱ",2580,"경부하",78.2,80.2,95.2]
[null,null,null,"중간부하",113,91,105.5]
[null,null,null,"최대부하",198.6,94.9,172.4]
[null,"선택 Ⅲ",2580,"경부하",84.5,80.2,103.6]
[null,null,null,"중간부하",111.9,91,104.5]
[null,null,null,"최대부하",174,94.9,151.6]
[null,"선택 Ⅳ",2580,"전체시간",137.4,91,127.7]
[]
["□ 일반용 보완전력요금"]
[{"$nulls":5},"(적용일자 : 2024년 01월 01일)"]
["구분","기본요금(원/kW)","전력량 요금(원/kWh)"]
[null,null,"시간대","여름철","봄∙가을철","겨울철"]
["고압A",5310,"경부하",102.3,102.3,102.3]
[null,null,"중간부하",135,107.7,119]
[null,null,"최대부하",183.6,121.7,138.5]
["고압B",4910,"경부하",98.1,98.1,98.1]
[null,null,"중간부하",128.9,103.9,112.2]
[null,null,"최대부하",169.3,114.7,129.8]
[]
["□ 산업용 보완전력요금"]
[" - 고압A: 기본공급약관 산업용전력(을) 고압전력A 적용"]
[" - 고압B: 기본공급약관 산업용전력(을) 고압전력B 적용"]
[]
["□ 역송전력 요금"]
[" - 당월 부하시간대별 가중평균 계통한계가격 SMP에 당월 부하시간대별 역송전력량 합계를 곱하여 계산"]
[" * 부하시간대별 가중평균 계통한계가격 SMP =",null,null,"∑부하시간대별(SMP×실거래량)"]
[null,null,null,"부하시간대별 실거래량의 합계"]
[]
["□ 재생에너지 전력 사용고객요금"]
[{"$nulls":5},"(적용일자 : 2024년 01월 01일)"]
["구분","기본요금(원/kW)","전력량 요금(원/kWh)"]
[null,null,"시간대","여름철","봄∙가을철","겨울철"]
["고압A",10020,"경부하",93.9,93.9,100.9]
[null,null,"중간부하",130.4,99.9,130.6]
[null,null,"최대부하",206.9,125.3,182.6]
["고압B",9980,"경부하",96,96,103.1]
[null,null,"중간부하",135.1,105.2,135.1]
[null,null,"최대부하",212.5,131.6,187.4]
["고압C",9670,"경부하",95.7,95.7,102.6]
[null,null,"중간부하",135.3,105.3,134.9]
[null,null,"최대부하",212.2,131.7,187.5]
[]
["□ 주택용 계절별∙시간별 선택요금(제주특별자치도)"]
[null,null,null,"(적용일자 : 2024년 01월 01일)"]
["기본요금(원/kW)","전력량 요금(원/kWh)"]
[null,"시간대","봄∙가을철","여름∙겨울철"]
[null,null,"(3~5, 9~10월)","(6~8월, 11~2월)"]
[4310,"경부하(22시~08시)",125.8,138.7]
[null,"중간부하(08시~16시)",153.8,184.7]
[null,"최대부하(16시~22시)",175.4,220.5]
["1. 슈퍼유저요금: 여름∙겨울철(6월1일~8월31일, 11월1일~2월말일) 1,000kWh 초과 전력량요금은 736.2원/kwh 적용"]

{"sheet":"Ⅴ-17-9","index":86,"n_rows":46,"n_cols":4,"rows_kept":46,"cut":false,"hidden":false,"merged":[[12,1,12,3],[13,1,13,3],[14,1,14,3],[4,1,4,3],[5,1,5,3],[6,1,6,3],[7,1,7,3],[10,1,10,3],[11,1,11,3],[38,0,39,0],[38,1,38,2],[39,1,39,2],[20,1,20,2],[21,0,23,0],[21,1,21,2],[22,1,22,2],[23,1,23,2],[24,0,26,0],[24,1,26,2],[34,1,34,2],[35,0,37,0],[35,1,35,2],[36,1,36,2],[37,1,37,2]],"flags":["formulas_cached_only"]}
["17. 전기요금표 Electricity Tariff"]
["17-9. 일반사항 General Information"]
[]
["□ 선택요금제도"]
["구분","내용"]
["선택(Ⅰ)","기본요금이 낮고 전력량요금이 높으므로 전기사용시간(설비가동률)이 월200시간 이하인 고객에게 유리"]
["선택(Ⅱ)","전기사용시간(설비가동률)이 월200시간 초과 500시간 이하인 고객에게 유리"]
["선택(Ⅲ)","기본요금이 높고 전력량요금이 낮으므로 전기사용시간(설비가동률)이 월500시간 초과인 고객에게 유리"]
[]
["□ 전압구분"]
["구분","내용"]
["저압","표준전압 220V, 380V 고객"]
["고압A","표준전압 3,300V 이상 66,000V 이하 고객"]
["고압B","표준전압 154,000V 고객"]
["고압C","표준전압 345,000V 이상 고객"]
[]
["□ 계절별 시간대별 구분"]
["※ 1. 일반용전력(갑) Ⅱ, 산업용전력(갑) Ⅱ, 일반용전력(을), 산업용전력(을), 교육용전력(을)"]
["구분","여름철","봄∙가을철","겨울철"]
[null,"(6월~8월)","(3월~5월, 9월~10월)","(11월~2월)"]
["경부하","23:00~09:00",null,"23:00~09:00"]
["중간부하","09:00~10:00",null,"09:00~10:00"]
[null,"12:00~13:00",null,"12:00~17:00"]
[null,"17:00~23:00",null,"20:00~22:00"]
["최대부하","10:00~12:00                                                                                                             13:00~17:00",null,"10:00~12:00"]
[null,null,null,"17:00~20:00"]
[null,null,null,"22:00~23:00"]
["※ 다만,"]
["1. 공휴일의 최대수요전력 및 사용전력량은 경부하시간대에 계량하고, 공휴일이 아닌 토요일 최대부하시간대의 사용전력량은 중간부하시간대에 계량합니다."]
["2. 요금적용전력은 중간부하시간대와 최대부하시간대의 최대수요전력 중 큰 것을 대상으로 하여 제68조(요금적용전력의 결정)에 따라 산정합니다."]
["3. 제1호의 공휴일이라 함은 \"관공서의 공휴일에 관한 규정\"에 정한 공휴일을 말합니다. 이 경우 정부에서 수시로 지정하는 임시공휴일은 제외합니다."]
[null,null,null,"(적용일자 : 2023년 5월 16일)"]
["구분","여름철","봄∙가을철","겨울철"]
[null,"(6월~8월)","(3월~5월, 9월~10월)","(11월~2월)"]
["경부하","22:00~08:00",null,"22:00~08:00"]
["중간부하","08:00~11:00",null,"08:00~09:00"]
[null,"12:00~13:00",null,"12:00~16:00"]
[null,"18:00~22:00",null,"19:00~22:00"]
["최대부하","11:00~12:00 ",null,"09:00~12:00"]
[null,"13:00~18:00",null,"16:00~19:00"]
["※ 다만,"]
["1. 공휴일의 최대수요전력 및 사용전력량은 경부하시간대에 계량하고, 공휴일이 아닌 토요일 최대부하시간대의 사용전력량은 중간부하시간대에 계량합니다."]
["2. 요금적용전력은 중간부하시간대와 최대부하시간대의 최대수요전력 중 큰 것을 대상으로 하여 제68조(요금적용전력의 결정)에 따라 산정합니다."]
["3. 제1호의 공휴일이라 함은 \"관공서의 공휴일에 관한 규정\"에 정한 공휴일을 말합니다. 이 경우 정부에서 수시로 지정하는 임시공휴일은 제외합니다."]
["자료: 한국전력공사, 한전on(https://online.kepco.co.kr/PRM004D00)"]
["Source: KEPCO(https://online.kepco.co.kr/PRM004D00)"]

{"sheet":"Ⅵ. 신재생에너지","index":87,"n_rows":21,"n_cols":2,"rows_kept":21,"cut":false,"hidden":false,"merged":[],"flags":["formulas_cached_only"]}
[]
[]
[]
[null,"Ⅵ. 신재생에너지"]
[]
[]
[null,"제목을 클릭하시면 해당 시트로 이동합니다"]
[]
[null,"1. 신재생에너지 생산량(열량)"]
[]
[null,"2. 신재생에너지 생산량(고유단위)"]
[]
[null,"3. 신재생에너지 발전량"]
[]
[null,"4. 신재생에너지 보급용량(발전-신규)"]
[]
[null,"5. 신재생에너지 보급용량(발전-누적)"]
[]
[null,"6. 신재생에너지 보급용량(발전외-신규)"]
[]
[null,"7. 신재생에너지 보급용량(발전외-누적)"]

{"sheet":"Ⅵ-1","index":88,"n_rows":60,"n_cols":17,"rows_kept":60,"cut":false,"hidden":false,"merged":[],"flags":["formulas_cached_only"]}
["1. 신재생에너지 생산량(열량) Production of New & Renewable Energy(Calorific Unit)"]
[]
["단위: toe",{"$nulls":15},"Unit: toe"]
[null,2009,2010,2011,2012,2013,2014,2015,2016,2017,2018,2019,2020,2021,2022,2023]
["신·재생에너지 합계",6086253.874,6856419.306,7584041.735,8856233.742,9893582.62,11569103.016,13350607.941,14268768.366,16604536.287,18059345.674,16524881.861,12378064.656,14000316.548,15706206.408,17058307.281,"Total"]
["재생에너지",6067060.874,6814072.306,7520696.782,8773721.836,9771164.714,11369732.11,13119143.397,13951096.804,16017457.055,17318185.924,15813115.524,11115796.71,12510554.103,14134168.997,15511747.772,"Renewable energy"]
["신에너지",19193,42347,63344.953,82511.906,122417.906,199370.906,231464.544,317671.562,587079.232,741159.75,711766.337,1262267.946,1489762.445,1572037.411,1546559.509,"New energy"]
[]
["재생에너지","  ","  ","  ","  ","  ",{"$nulls":10},"Renewable energy"]
["태양열　",30669,29257,27435,26259,27812,28458.903,28387.457,28341.132,27948.692,27198.415,26688.135,26048.091,25567.698,25035.164,24403.277,"Solar Thermal"]
["태양광",121735.874,166286.704,198392.578,243032.827,358816.292,579181.176,907060.424,1183383.78,1672742.82,2196855.039,3062023.457,4165153.999,5317227.084,6609386.669,7148551.085,"Solar Photovoltaic"]
["사업용",101049,137032,158095,179899,274755,449975,731025.443,947609,1325013.126,1750683.938,2504789.851,3504379.142,4567631.769,5683462.74,6158299.352,"Business"]
["자가용",20686.874,29254.704,40297.578,63133.827,84061.292,129206.176,176034.982,235774.78,347729.694,446171.101,557233.606,660774.858,749595.314,925923.929,990251.733,"Private"]
["풍력",147351,175644.602,185521.204,192677.009,242361.422,241857.03,283466.992,355356.42,462184.122,525209.792,570836.273,671106.575,677506.622,717864.202,722687.412,"Wind Power"]
["사업용",146249,174531,184394,191682,241289,240223,281026,352953,459848.486,522772.108,568595.62,668708.097,675174.382,715434.975,720450.62,"Business"]
["자가용",1102,1113.602,1127.204,995.009,1072.422,1634.03,2440.992,2403.42,2335.636,2437.684,2240.653,2398.478,2332.24,2429.227,2236.792,"Private"]
["수력1",606629,792293,965373,814933,892232,581186,453786.523,603243.7,600690.379,718786.989,594538.711,826343.805,651227.339,755117.122,791963.288,"Hydro Power1"]
["사업용",606549,792075,965120,814537,891015,579882,452156.523,602577.7,599897.254,718140.483,593973.746,825838.223,650633.15,754248.592,791591.089,"Business"]
["자가용",80,218,253,396,1217,1304,1630,666,793.125,646.506,564.965,505.583,594.189,868.53,372.199,"Private"]
["해양",0,223,11246,98310,102077,103848,104731,104562,104256.22,103380.231,101030.351,97396.95,96910.795,90278.576,93201.667,"Ocean"]
["지열",22126,33449,47833,65277,86959,108472,135046,162041.246,183912.862,205442.023,224697.656,240933.015,255590.362,279649.883,280167.483,"Geothermal"]
["수열",0,0,0,0,0,0,4791,5989,7941.386,14724.95,21397.658,23647.087,24755.778,26543.4,27546.339,"Hydro Thermal"]
["바이오　",580419,754623,963363,1334724,1558493,2821996,2765657,2765453,3598782.217,4442376.323,4162426.684,3899174.356,4263575.557,4372871.878,5029898.182,"Bio"]
["바이오가스",50865,80343,91184,107430,139370,142937,108734,95000,98122.915,91740.237,96281.085,95385.046,114343.1,101807.288,118259.092,"Bio Gas"]
["매립지가스",128302,114990,124220,116073,97497,79918,75804,71133,77035.613,65179.4,75517.902,62189.616,81226.041,69388.684,60969.848,"LFG"]
["바이오디젤",254189,356822,336054,359916,369081,387699,441345,442859,428053,683233.634,699713.271,689956.563,597067.946,683018.856,692374.428,"Bio Diesel"]
["우드칩2",20075,132230,163022,164542,168466,190687,373308,223392,122443.461,140232.463,226865.388,237346.165,231309.252,170716.833,183288.385,"Wood Chip2"]
["성형탄",24102,23053,24591,23857,23517,24927,15828,15432,15663.357,17220.692,16505.134,10857.998,10598.313,2644.74,3866.273,"Wood Briquette"]
["임산연료3",49309,23419,23665,56481,49622,5163,44790,123810,648298,674166.92,131073.46,142876.16,96769.82,157598.42,209524.84,"Fire Wood3"]
["목재펠릿2",53577,23766,50995,120055,268129,795215,823763,817172,1099049.279,1486487.652,1543389.78,1325675.253,1787454.338,1836137.369,2078952.53,"Wood Pellet2"]
["폐목재4",0,0,149632,140874,175983,191142,103998,82395,75604.672,73771.317,66662.731,72500.585,66621.955,65629.004,48710.376,"Waste Wood4"]
["흑액",0,0,0,228337,229254,322304,231008,228848,230016,218902.08,205286.4,197588.8,212207.68,224899.072,220400.96,"Black Liquor"]
["하수슬러지고형연료",0,0,0,17159,37574,41477,78484,77843,100749.251,114450.648,102060.744,154832.462,152761.531,66808.387,71536.008,"Sewage Solid Fuel"]
["Bio-SRF2",0,0,0,0,0,527270,208392,281394,437734.348,532943.265,510193.704,501406.326,522913.164,641883.011,984797.978,"Bio-SRF2"]
["바이오중유",0,0,0,0,0,113257,260203,306175,266012.321,344048.016,488877.085,408559.382,390302.416,352340.213,357217.464,"Biobunker "]
["폐기물5",4558131,4862296,5121533,5998509,6502414,6904733,8436217,8742726.527,9358998.357,9084212.163,7049476.598,1165992.831,1198192.868,1257422.103,1393329.04,"Waste5"]
["폐가스",2015279,2114825,2175167,2999138,3343253,4148491,5345343,5189393,5561785.288,5628535.663,4214431.658,0,0,0,0,"Waste Gas"]
["산업폐기물",802560,851834,873206,860472,886943,780801,925376,944485.527,953426.337,944886.846,747659.353,308446.42,308638.187,306646.896,311019.89,"Industrial Wastes"]
["생활폐기물6",58455,94406,184506,147247,169121,157178,972271,949551,1001529.14,994424.306,828116.11,410219.041,420039.226,408095.056,416194.404,"Living Wastes6"]
["대형도시쓰레기6",660511,717671,753252,748372,698870,725420,0,0,0,0,0,0,0,0,0,"Municipal Solid Wastes6"]
["시멘트킬른보조연료",543179,618082,681415,752890,899151,837114,807229,661278,654135.999,626621.198,577576.949,234334.134,272998.167,318115.059,404221.802,"Cement Kiln Fuel"]
["RDF/RPF/TDF7,8",45393,93275,220171,261022,286419,0,0,0,0,0,0,0,0,0,0,"RDF/RPF/TDF7,8"]
["SRF8",0,0,0,0,0,58935,207638,821614,1005760.937,695020.889,546511.002,212993.236,196517.288,224565.093,261892.944,"SRF8"]
["정제연료유",260354,227497,233816,229368,218657,196794,178360,176405,182360.656,194723.261,135181.525,0,0,0,0,"Refinery Fuel Oil"]
["폐목재4",172400,144706,0,0,0,0,0,0,0,0,0,0,0,0,0,"Wood Waste4"]
[]
["신에너지",{"$nulls":15},"New energy"]
["연료전지",19193,42347,63344.953,82511.906,122417.906,199370.906,230179.544,241567.562,313218.082,378632.578,492105.401,755887.327,1023131.608,1153529.196,1334301.324,"Fuel Cells"]
["사업용",17578,40436,60730,78987,118348,194714,226069,237279,308374.53,371003.711,480826.345,742434.447,1006929.832,1135222.592,1313029.632,"Business"]
["자가용",1615,1911,2614.953,3524.906,4069.906,4656.906,4110.544,4288.562,4843.552,7628.868,11279.056,13452.879,16201.776,18306.604,21271.692,"Private"]
["IGCC",0,0,0,0,0,0,1285,76104,273861.15,362527.172,219660.936,506380.619,466630.836,418508.215,212258.185,"IGCC"]
["1. 수력은 양수발전 제외하며, '03년부터 수력에 대수력(10MW) 포함",{"$nulls":7},"1. Pumped-storage(hydro) has been excluded. Large-hydro(10MW) has been included."]
["2. 2014년부터 우드칩, 목재펠릿 중 일부는 Bio-SRF로 대체 분류",{"$nulls":7},"2. Since 2014, some of the wood chips and wood pellets have been calssified as Bio-SRF."]
["3. 2017년부터 임산연료는 행정자료 제공 기관(산림청 : 임산통계연보)의 통계수집 방법 변경",{"$nulls":7},"3. Since 2017, there has been a change in collecting data by Forest In Korea."]
["4. 2011년부터 폐목재는 폐기물에서 바이오로 분류변경",{"$nulls":7},"4. Since 2011, waste wood has been reclassified from waste to bio."]
["5. 신에너지 및 재생에너지 개발∙이용∙보급 촉진법 개정('19.10.01 시행)에 따라 폐기물에너지 중 비재생폐기물은 제외",{"$nulls":7},"5. The revision of 「Act on the promotion of the development, use and diffusion of new and renewable energy」 excludes the non-renewable waste from waste energy."]
["6. 2015년부터 대형도시쓰레기는 생활폐기물로 포함",{"$nulls":7},"6. Since 2015, Municipal solid wastes has been calssified as living wastes."]
["7. 2011년부터 TDF 추가",{"$nulls":7},"7. Since 2011, TDF has been added."]
["8. 2014년부터 RDF/RPF/TDF는 SRF로 대체 조사",{"$nulls":7},"8. Since 2014, RDF/RPF/TDF have been surveyed for substitution with SRF."]
["자료: 한국에너지공단",{"$nulls":7},"Source: Korea Energy Agency "]

{"sheet":"Ⅵ-2","index":89,"n_rows":53,"n_cols":17,"rows_kept":53,"cut":false,"hidden":false,"merged":[],"flags":["formulas_cached_only"]}
["2. 신재생에너지 생산량(고유단위)  Production of New & Renewable Energy(Original Unit)"]
[]
[null,2009,2010,2011,2012,2013,2014,2015,2016,2017,2018,2019,2020,2021,2022,2023]
["태양열(toe)",30669,29257,27435,26259,27812,28458.903,28387.457,28341.132,27948.692,27198.415,26688.135,26048.091,25567.698,25035.164,24403.277,"Solar Thermal(toe)"]
["태양광(MWh)",566212.284,773424.76,922755.045,1127096.639,1667641.164,2694350.182,4229946.2,5516146.238,7739189.176,10167518.837,14192911.288,19337963.962,24717622.591,30726259.595,33236446.904,"Solar Photovoltaic(MWh)"]
["사업용",469994,637359,735327,852602,1302158,2132582,3464575.56,4491035.689,6220718.899,8219173.42,11759576.766,16452484.234,21444280.607,26682923.662,28912203.528,"Business"]
["자가용",96218.284,136065.76,187428.045,274494.639,365483.164,561768.182,765370.64,1025110.549,1518470.277,1948345.417,2433334.522,2885479.727,3273341.984,4043335.933,4324243.376,"Private"]
["풍력(MWh)",685353,816953.628,862889.256,912773.14,1148211.412,1145600.8,1342491.367,1683213.852,2169112.364,2464974.054,2679247.517,3149948.337,3180017.234,3369457.625,3392164.926,"Wind Power(MWh)"]
["사업용",680228,811772,857646,908447,1143549,1138496,1331877,1672764.151,2158913.081,2454329.145,2669463.006,3139474.633,3169832.781,3358849.649,3382397.276,"Business"]
["자가용",5125,5181.628,5243.256,4326.14,4662.412,7104.8,10614.367,10449.701,10199.283,10644.909,9784.511,10473.705,10184.453,10607.976,9767.65,"Private"]
["수력(MWh)1",2821530,3685090,4490107,3862087,4228112,2753924,2150013,2858713.712,2819882.46,3374374.734,2791076.232,3879382.539,3057210.44,3544865.911,3718015.412,"Hydro Power(MWh)1"]
["사업용",2821157,3684075,4488929,3860364,4222822,2748254,2142922,2855818.395,2816419.034,3371551.562,2788609.136,3877174.754,3054615.727,3541073.203,3716390.088,"Business"]
["자가용",373,1015,1178,1723,5290,5670,7091,2895.317,3463.426,2823.172,2467.096,2207.785,2594.713,3792.708,1625.324,"Private"]
["해양(MWh)",0,1039,52307,465924,483777,492172,496354,495555.529,489465.821,485353.196,474320.895,457262.674,454980.26,423843.078,437566.513,"Ocean(MWh)"]
["사업용",0,1039,52307,465924,483777,492172,496354,495555.529,489465.821,485353.196,474320.895,457262.674,454980.26,423843.078,437566.513,"Business"]
["지열(toe)",22126,33449,47833,65277,86959,108472,135046,162041.246,183912.862,205442.023,224697.656,240933.015,255590.362,279649.883,280167.483,"Geothermal(toe)"]
["수열(toe)",0,0,0,0,0,0,4791,5989,7941.386,14724.95,21397.658,23647.087,24755.778,26543.4,27546.339,"Hydro Thermal(toe)"]
["바이오",{"$nulls":15},"Bio"]
["바이오가스(천증기톤)",943.692,1490.594,1691.725,1993.135,2585.714,2651.892,2017.328,1762.523,1820.462,1702.045,1786.291,1769.667,2121.393,1888.818,2194.046,"Bio Gas(1,000 steam ton)"]
["매립지가스(천증기톤)",2380.371,2133.395,2304.638,2153.488,1808.85,1482.709,1406.382,1319.722,1429.232,1209.265,1401.074,1153.796,1506.977,1287.36,1131.166,"LFG(1,000 steam ton)"]
["바이오디젤(T㎈)",2541.89,3568.22,3360.54,3599.16,3690.81,3876.99,4413.45,4428.59,4280.53,6832.336,6997.133,6899.566,5970.679,6830.189,6923.744,"Bio-Diesel(T㎈)"]
["우드칩(T㎈)2",200.75,1322.3,1630.22,1645.42,1684.66,1906.87,3733.08,2233.92,1224.435,1402.325,2268.654,2373.462,2313.093,1707.168,1832.884,"Wood Chip(T㎈)2"]
["성형탄(T㎈)",241.02,230.53,245.91,238.57,235.17,249.27,158.28,154.32,156.634,172.207,165.051,108.58,105.983,26.447,38.663,"Wood Briquette(T㎈)"]
["임산연료(T㎈)",493.09,234.19,236.65,564.81,496.22,51.63,447.9,1238.1,6482.98,6741.669,1310.735,1428.762,967.698,1575.984,2095.248,"Fire Wood(T㎈)"]
["목재펠릿(T㎈)2",535.77,237.66,509.95,1200.55,2681.29,7952.15,8237.63,8171.72,10990.493,14864.877,15433.898,13256.753,17874.543,18361.374,20789.525,"Wood Pellet(T㎈)2"]
["폐목재(천증기톤)3",0,0,2776.104,2613.618,3264.991,3546.234,1929.462,1528.664,1402.684,1368.67,1236.785,1345.094,1236.029,1217.607,903.718,"Waste Wood(1,000 steam ton)3"]
["흑액(T㎈)",0,0,0,2283.37,2292.54,3223.04,2310.08,2288.48,2300.16,2189.021,2052.864,1975.888,2122.077,2248.991,2204.01,"Black Liquor(Tcal)"]
["하수슬러지 고형연료(T㎈)",0,0,0,171.59,375.74,414.77,784.84,778.43,1007.493,1144.506,1020.607,1548.325,1527.615,668.084,715.36,"Sewage Solid Fuel(T㎈)"]
["Bio-SRF(T㎈)2",0,0,0,0,0,5272.7,2083.92,2813.94,4377.343,5329.433,5101.937,5014.063,5229.132,6418.83,9847.98,"Bio-SRF(T㎈)2"]
["바이오중유(Tcal)",0,0,0,0,0,1132.57,2602.03,3061.75,2660.123,3440.48,4888.771,4085.594,3903.024,3523.402,3572.175,"Bio-bunker(Tcal)"]
["폐기물4",{"$nulls":15},"Waste4"]
["폐가스(천증기톤)",37389.221,39236.085,40355.603,55642.635,62026.957,76966.438,99171.484,96278.163,103187.111,104425.523,78189.827,0,0,0,0,"Waste Gas(1,000 steam ton)"]
["산업폐기물(천증기톤)",14889.796,15803.97,16200.482,15964.23,16455.343,14486.104,17168.386,17522.923,17688.8,17530.368,13871.231,5722.568,5726.126,5689.182,5770.313,"Industrial Wastes(1,000 steam ton)"]
["생활폐기물(천증기톤)5",1084.508,1751.503,3423.117,2731.855,3137.681,2916.104,18038.423,17616.902,18581.246,18449.431,15363.935,7610.743,7792.936,7571.337,7721.603,"Living Wastes(1,000 steam ton)5"]
["대형도시쓰레기(천증기톤)5",12254.378,13314.861,13974.991,13884.453,12966.048,13458.627,0,0,0,0,0,0,0,0,0,"Municipal Solid Wastes(1,000 steam ton)5"]
["시멘트킬른보조연료(천증기톤)",10077.532,11467.199,12642.208,13968.275,16681.837,15530.872,14976.419,12268.609,12136.104,11625.625,10715.713,4347.572,5064.901,5901.949,7499.477,"Cement Kiln Fuel(1,000 steam ton)"]
["RDF/RPF/TDF(Tcal)6,7",453.93,932.75,2201.71,2610.22,2864.19,0,0,0,0,0,0,0,0,0,0,"RDF/RPF/TDA(Tcal)6,7"]
["SRF(Tcal)7",0,0,0,0,0,589.35,2076.38,8216.14,10057.609,6950.209,5465.11,2129.932,1965.173,2245.651,2618.929,"SRF(Tcal)7"]
["정제연료유(Tcal)",2603.54,2274.97,2338.16,2293.68,2186.57,1967.94,1783.6,1764.05,1823.607,1947.233,1351.815,0,0,0,0,"Refinery Fuel Oil(T㎈)"]
["폐목재(천증기톤)3",3198.516,2684.712,0,0,0,0,0,0,0,0,0,0,0,0,0,"Waste Wood(1,000 steam ton)3"]
["연료전지(MWh)",89270,196960,294625.161,389672.322,578586.322,943064.322,1089288.575,1143190.555,1468918.635,1775115.292,2306654.203,3544353.932,4798120.219,5409625.033,6257347.85,"Fuel Cells(MWh)"]
["사업용",81759,188072,282463,374347,560890,922817,1071418,1124543.96,1447767.755,1741801.459,2257400.682,3485607.734,4727370.105,5329683.532,6164458.365,"Business"]
["자가용",7511,8888,12162.161,15325.322,17696.322,20247.322,17870.575,18646.595,21150.88,33313.833,49253.52,58746.198,70750.114,79941.501,92889.484,"Private"]
["IGCC(MWh)",0,0,0,0,0,0,6089,360680.54,1285733.1,1702005.5,1031272,2377373.8,2190755.1,1964827.3,996517.3,"IGCC(MWh)"]
["사업용",0,0,0,0,0,0,6089,360680.54,1285733.1,1702005.5,1031272,2377373.8,2190755.1,1964827.3,996517.3,"Business"]
["1. 수력은 양수발전 제외하며, 2003년부터 수력에 대수력(10MW) 포함",{"$nulls":7},"1. Pumped-storage(hydro) has been excluded. Large-hydro(10MW) has been included."]
["2. 2014년부터 우드칩, 목재펠릿 중 일부는 Bio-SRF로 대체 분류",{"$nulls":7},"2. Since 2014, some of the wood chips and wood pellets have been calssified as Bio-SRF."]
["3. 2011년부터 폐목재는 폐기물에서 바이오로 분류변경",{"$nulls":7},"3. Since 2011, waste wood has been reclassified from waste to bio."]
["4. 신에너지 및 재생에너지 개발·이용·보급 촉진법 개정(2019.10.01 시행)에 따라 폐기물에너지 중 비재생폐기물은 제외 ",{"$nulls":7},"4. The revision of 「Act on the promotion of the development, use and diffusion of new and renewable energy」 excludes the non-renewable waste from waste energy."]
["5. 2015년부터 대형도시쓰레기는 생활폐기물로 포함",{"$nulls":7},"5. Since 2015, Municipal solid wastes has been calssified as living wastes."]
["6. 2011년부터 TDF 추가",{"$nulls":7},"6. Since 2011, TDF has been added."]
["7. 2014년부터 RDF/RPF/TDF는 SRF로 대체 조사",{"$nulls":7},"7. Since 2014, RDF/RPF/TDF have been surveyed for substitution with SRF."]
["자료: 한국에너지공단",{"$nulls":7},"Source: Korea Energy Agency "]

{"sheet":"Ⅵ-3","index":90,"n_rows":92,"n_cols":17,"rows_kept":92,"cut":false,"hidden":false,"merged":[],"flags":["formulas_cached_only"]}
["3. 신재생에너지 발전량 Generation of New & Renewable Energy"]
[]
["단위: MWh",{"$nulls":15},"Unit: MWh"]
[null,2009,2010,2011,2012,2013,2014,2015,2016,2017,2018,2019,2020,2021,2022,2023]
["신·재생에너지 총발전량",4617907.284,5890180.388,17351213.462,19521955.101,21500321.898,27020292.304,37329730.68,41049367.385,47306018.414,53687940.02,52340557.868,43123776.075,50657393.155,57779999.489,60399865.224,"Total"]
["사업용",4508680,5731502,12712005,12768554,15348683,20910666,23829001.185,26806170.51,31649620.116,37255151.494,38028933.118,39791353.852,46856559.968,53154365.964,55593382.666,"Business"]
["자가용",109227.284,158678.388,4639208.462,6753401.101,6151638.898,6109626.304,13500729.495,14243196.875,15656398.298,16432788.526,14311624.75,3332422.223,3800833.188,4625633.525,4806482.558,"Private"]
["재생에너지",4528637.284,5693220.388,17056588.301,19132282.779,20921735.576,26077227.982,36234353.105,39545496.289,44551366.679,50210819.228,49002631.665,37202048.344,43668517.837,50405547.157,53146000.075,"Renewable energy"]
["사업용",4426921,5543430,12429542,12394207,14787793,19987849,22751494.185,25320946.01,28916119.261,33811344.535,34740260.436,33928372.318,39938434.763,45859855.133,48432407.001,"Business"]
["자가용",101716.284,149790.388,4627046.301,6738075.779,6133942.576,6089378.982,13482858.92,14224550.279,15635247.418,16399474.693,14262371.229,3273676.025,3730083.074,4545692.024,4713593.074,"Private"]
["신에너지",89270,196960,294625.161,389672.322,578586.322,943064.322,1095377.575,1503871.095,2754651.735,3477120.792,3337926.203,5921727.732,6988875.319,7374452.333,7253865.15,"New energy"]
["사업용",81759,188072,282463,374347,560890,922817,1077507,1485224.5,2733500.855,3443806.959,3288672.682,5862981.534,6918125.205,7294510.832,7160975.665,"Business"]
["자가용",7511,8888,12162.161,15325.322,17696.322,20247.322,17870.575,18646.595,21150.88,33313.833,49253.52,58746.198,70750.114,79941.501,92889.484,"Private"]
[]
["재생에너지",{"$nulls":15},"Renewable energy"]
["태양광",566212.284,773424.76,922755.045,1127096.639,1667641.164,2694350.182,4229946.2,5516146.238,7739189.176,10167518.837,14192911.288,19337963.962,24717622.591,30726259.595,33236446.904,"Solar Photovoltaic"]
["사업용",469994,637359,735327,852602,1302158,2132582,3464575.56,4491035.689,6220718.899,8219173.42,11759576.766,16452484.234,21444280.607,26682923.662,28912203.528,"Business"]
["자가용",96218.284,136065.76,187428.045,274494.639,365483.164,561768.182,765370.64,1025110.549,1518470.277,1948345.417,2433334.522,2885479.727,3273341.984,4043335.933,4324243.376,"Private"]
["풍력",685353,816953.628,862889.256,912773.14,1148211.412,1145600.8,1342491.367,1683213.852,2169112.364,2464974.054,2679247.517,3149948.337,3180017.234,3369457.625,3392164.926,"Wind Power"]
["사업용",680228,811772,857646,908447,1143549,1138496,1331877,1672764.151,2158913.081,2454329.145,2669463.006,3139474.633,3169832.781,3358849.649,3382397.276,"Business"]
["자가용",5125,5181.628,5243.256,4326.14,4662.412,7104.8,10614.367,10449.701,10199.283,10644.909,9784.511,10473.705,10184.453,10607.976,9767.65,"Private"]
["수력1",2821530,3685090,4490107,3862087,4228112,2753924,2150013,2858713.712,2819882.46,3374374.734,2791076.232,3879382.539,3057210.44,3544865.911,3718015.412,"Hydro Power1"]
["사업용",2821157,3684075,4488929,3860364,4222822,2748254,2142922,2855818.395,2816419.034,3371551.562,2788609.136,3877174.754,3054615.727,3541073.203,3716390.088,"Business"]
["자가용",373,1015,1178,1723,5290,5670,7091,2895.317,3463.426,2823.172,2467.096,2207.785,2594.713,3792.708,1625.324,"Private"]
["해양",0,1039,52307,465924,483777,492172,496354,495555.529,489465.821,485353.196,474320.895,457262.674,454980.26,423843.078,437566.513,"Ocean"]
["사업용",0,1039,52307,465924,483777,492172,496354,495555.529,489465.821,485353.196,474320.895,457262.674,454980.26,423843.078,437566.513,"Business"]
["바이오2",455542,416713,524623,1027251,1839568,4656237,5546583,6237564.424,7466663.796,9363228.805,10415632.41,9938353.985,11788067.568,11927592.378,11918037.727,"Bio2"]
["사업용",455542,409185,469805,654430,1366716,4225476,5165641,5940066.076,7178784.444,9076016.075,10111154.059,9664364.395,11454757.401,11503337.472,11652458.756,"Business"]
["자가용",0,7528,54818,372821,472852,430761,380942,297498.348,287879.352,287212.73,304478.351,273989.59,333310.167,424254.905,265578.971,"Private"]
["바이오가스",6814,17401,44860,38973,99810,94930,121142,138599.574,170598.701,175006.603,195247.326,179045.995,191081.274,152741.786,160550.244,"Bio Gas"]
["사업용",6814,9873,20263,15461,37480,47507,92207,100320.226,142362.349,144460.873,168408.975,149710.311,174406.352,135429.436,126303.193,"Business"]
["자가용",0,7528,24597,23512,62330,47423,28935,38279.348,28236.352,30545.73,26838.351,29335.684,16674.922,17312.35,34247.051,"Private"]
["매립지가스",448728,399312,440814,419409,293298,253024,252312,238583.85,255826.843,242172.118,239526.949,180042.627,187485.31,206760.336,218740.639,"LFG"]
["사업용",448728,399312,440814,419409,293298,246543,246589,238583.85,255826.843,242172.118,239526.949,180042.627,187485.31,206760.336,218740.639,"Business"]
["자가용",0,0,0,0,0,6481,5723,0,0,0,0,0,0,0,0,"Private"]
["우드칩3",0,0,8728,88060,119712,106168,132176,54485.5,52518.453,53786.228,41752.654,99242.155,222247.816,319427.869,423194.827,"Wood Chip3"]
["사업용",0,0,8728,23057,62111,105908,131297,54485.5,52518.453,53786.228,41752.654,95538.249,167582.571,319427.869,423194.827,"Business"]
["자가용",0,0,0,65003,57601,260,879,0,0,0,0,3703.906,54665.245,0,0,"Private"]
["목재펠릿3",0,0,0,83015,696539,2764069,2512521,2679313.011,3722931.305,4837318.347,4959229.317,4926844.521,6794232.064,7393419.476,6597030.282,"Wood Pellet3"]
["사업용",0,0,0,83015,696539,2764069,2508862,2679313.011,3722931.305,4837318.347,4959229.317,4926844.521,6794232.064,7393419.476,6597030.282,"Business"]
["자가용",0,0,0,0,0,0,3659,0,0,0,0,0,0,0,0,"Private"]
["폐목재",0,0,30221,40534,178215,90472,96324,0,0,0,0,0,0,0,0,"Waste Wood"]
["사업용",0,0,0,32168,99211,0,17993,0,0,0,0,0,0,0,0,"Business"]
["자가용",0,0,30221,8366,79004,90472,78331,0,0,0,0,0,0,0,0,"Private"]
["흑액",0,0,0,275940,273917,274248,263411,259219,259643,256667,277640,240950,261970,234792.45,231331.92,"Black Liquor"]
["자가용",0,0,0,275940,273917,274248,263411,259219,259643,256667,277640,240950,261970,234792.45,231331.92,"Private"]
["하수슬러지 고형연료",0,0,0,81320,178077,195307,282542,284973,331094.501,405313.779,338143.104,410193.398,406146.345,73784.489,94512.246,"Sewage Solid Fuel"]
["사업용",0,0,0,81320,178077,195307,282542,284973,331094.501,405313.779,338143.104,410193.398,406146.345,73784.489,94512.246,"Business"]
["Bio-SRF3",0,0,0,0,0,341254,652965,1127408.69,1431739.966,1782965.313,2068895.48,1983916.125,1892499.048,1892486.567,2515600.273,"Bio-SRF3"]
["사업용",0,0,0,0,0,329377,652961,1127408.69,1431739.966,1782965.313,2068895.48,1983916.125,1892499.048,1720336.462,2515600.273,"Business"]
["자가용",0,0,0,0,0,11877,4,0,0,0,0,0,0,172150.105,0,"Private"]
["바이오중유",0,0,0,0,0,536765,1233190,1454981.799,1242311.027,1609999.417,2295197.58,1918119.163,1832405.71,1654179.405,1677077.296,"Bio bunker "]
["사업용",0,0,0,0,0,536765,1233190,1454981.799,1242311.027,1609999.417,2295197.58,1918119.163,1832405.71,1654179.405,1677077.296,"Business"]
["폐기물2,4,5",0,0,10203907,11737151,11554426,14334944,22468965.538,22754302.534,23867053.061,24355369.602,18449443.323,439136.846,470619.744,413528.571,443768.593,"Waste2,4,5"]
["사업용",0,0,5825528,5652440,6268771,9250869,10150124.625,9865706.17,10051817.982,10204921.137,6937136.574,337611.628,359967.988,349828.07,331390.839,"Business"]
["자가용",0,0,4378379,6084711,5285655,5084075,12318840.913,12888596.364,13815235.079,14150448.465,11512306.749,101525.218,110651.756,63700.501,112377.754,"Private"]
["폐가스",0,0,9862615,11162731,11092956,13737289,21419498.538,21672061.54,22892835.876,23310982.8,17574387.319,0,0,0,0,"Waste Gas"]
["사업용",0,0,5568052,5459106,6060450,8924777,9503821.625,9217231.84,9334436.333,9445990.8,6281274.941,0,0,0,0,"Business"]
["자가용",0,0,4294563,5703625,5032506,4812512,11915676.913,12454829.7,13558399.543,13864992,11293112.379,0,0,0,0,"Private"]
["산업폐기물",0,0,45713,27598,23410,66381,86666,174950.023,159714.284,158923.017,157812.126,91821.404,108574.334,142399.915,116131.279,"Industrial Wastes"]
["사업용",0,0,11708,4600,11613,51158,57544,174902.723,156506.348,153954.017,153548.78,90776.388,98311.78,139178.973,95987.317,"Business"]
["자가용",0,0,34005,22998,11797,15223,29122,47.3,3207.936,4969,4263.346,1045.015,10262.554,3220.942,20143.962,"Private"]
["생활폐기물6",0,0,56708,100697,181142,234469,694377,406577.971,371827.918,381641.485,307863.938,187676.866,222834.752,173701.561,206263.848,"Living Wastes6"]
["사업용",0,0,48298,57725,92857,102300,397335,128815.607,125991.918,115601.02,102506.376,91180.956,128369.952,116983.967,116894.74,"Business"]
["자가용",0,0,8410,42972,88285,132169,297042,277762.364,245836,266040.465,205357.561,96495.91,94464.8,56717.594,89369.108,"Private"]
["대형도시쓰레기6",0,0,238871,439281,238807,185230,0,0,0,0,0,0,0,0,0,"Municipal Solid Wastes6"]
["사업용",0,0,197470,124165,85740,61059,0,0,0,0,0,0,0,0,0,"Business"]
["자가용",0,0,41401,315116,153067,124171,0,0,0,0,0,0,0,0,0,"Private"]
["RDF/RPF/TDF7",0,0,0,6844,18111,0,0,0,0,0,0,0,0,0,0,"RDF/RPF/TDF7"]
["사업용",0,0,0,6844,18111,0,0,0,0,0,0,0,0,0,0,"Business"]
["SRF7",0,0,0,0,0,111575,171900,312740,411990.598,455951.262,392975.974,159638.577,139210.658,97427.095,121373.466,"SRF7"]
["사업용",0,0,0,0,0,111575,171900,312740,404198.998,441504.262,383402.512,155654.284,133286.256,93665.13,118508.782,"Business"]
["자가용",0,0,0,0,0,0,0,0,7791.6,14447,9573.463,3984.293,5924.403,3761.965,2864.684,"Private"]
["시멘트킬른 보조연료",0,0,0,0,0,0,77000,155957,0,0,0,0,0,0,0,"Cement Kiln Fuel"]
["자가용",0,0,0,0,0,0,77000,155957,0,0,0,0,0,0,0,"Private"]
["정제연료유",0,0,0,0,0,0,19524,32016,30684.385,47871.038,16403.965,0,0,0,0,"Refinery Fuel Oil"]
["사업용",0,0,0,0,0,0,19524,32016,30684.385,47871.038,16403.965,0,0,0,0,"Business"]
[]
["신에너지",{"$nulls":15},"New energy"]
["연료전지",89270,196960,294625.161,389672.322,578586.322,943064.322,1089288.575,1143190.555,1468918.635,1775115.292,2306654.203,3544353.932,4798120.219,5409625.033,6257347.85,"Fuel Cells"]
["사업용",81759,188072,282463,374347,560890,922817,1071418,1124543.96,1447767.755,1741801.459,2257400.682,3485607.734,4727370.105,5329683.532,6164458.365,"Business"]
["자가용",7511,8888,12162.161,15325.322,17696.322,20247.322,17870.575,18646.595,21150.88,33313.833,49253.52,58746.198,70750.114,79941.501,92889.484,"Private"]
["IGCC",0,0,0,0,0,0,6089,360680.54,1285733.1,1702005.5,1031272,2377373.8,2190755.1,1964827.3,996517.3,"IGCC"]
["사업용",0,0,0,0,0,0,6089,360680.54,1285733.1,1702005.5,1031272,2377373.8,2190755.1,1964827.3,996517.3,"Business"]
["1. 수력은 양수발전 제외하며, 2003년부터 수력에 대수력(10MW) 포함",{"$nulls":7},"1. Pumped-storage(hydro) has been excluded. Large-hydro(10MW) has been included."]
["2. 2012년부터 RPS 공급인증서 발급대상 바이오, 폐기물 혼소발전은 혼소비율을 반영하여 발전량 산정",{"$nulls":7},"2. The issuance of RPS certificates for Bio and Waste co-firing power generation calculates the power generation by reflecting the blending ratio."]
["3. 2014년부터 우드칩, 목재펠릿 중 일부는 Bio-SRF로 대체 분류",{"$nulls":7},"3. Since 2014, some of the wood chips and wood pellets have been calssified as Bio-SRF."]
["4. 2011년부터 폐기물 발전량 조사 시행",{"$nulls":7},"4. Surveying waste generation since 2011."]
["5. 신에너지 및 재생에너지 개발·이용·보급 촉진법 개정(2019.10.01 시행)에 따라 폐기물에너지 중 비재생폐기물은 제외 ",{"$nulls":7},"5. The revision of 「Act on the promotion of the development, use and diffusion of new and renewable energy」 excludes the non-renewable waste from waste energy."]
["6. 2015년부터 대형도시쓰레기는 생활폐기물로 포함",{"$nulls":7},"6. Since 2015, Municipal solid wastes has been calssified as living wastes."]
["7. 2014년부터 RDF/RPF/TDF는 SRF로 대체 조사",{"$nulls":7},"7. Since 2014, RDF/RPF/TDF have been surveyed for substitution with SRF."]
["자료: 한국에너지공단",{"$nulls":7},"Source: Korea Energy Agency "]

{"sheet":"Ⅵ-4","index":91,"n_rows":78,"n_cols":17,"rows_kept":78,"cut":false,"hidden":false,"merged":[],"flags":["formulas_cached_only"]}
["4. 신재생에너지 보급용량(발전-신규)  Facility of New & Renewable Energy(Generation-New)"]
[]
["단위: ㎾",{"$nulls":15},"Unit: ㎾"]
["구 분",2009,2010,2011,2012,2013,2014,2015,2016,2017,2018,2019,2020,2021,2022,2023,"구 분"]
["신·재생에너지 총보급용량",451085.35,663718.758,539196.745,702351.979,1833207.266,1997516.023,1960878.672,1642293.061,2312962.868,3774673.512,4623114.899,5503265.474,4453978.28,3808912.054,4173359.358,"Total"]
["사업용",417830,617190,485865,612116,1713242,1833249,1761134.02,1375144,1931309.696,3346216.914,4223583.671,5080008.494,3907795.6,3341326.254,3644581.804,"Business"]
["자가용",33255.35,46528.758,53331.745,90235.979,119965.266,164267.023,199744.652,267149.061,381653.172,428456.598,399531.228,423256.98,546182.68,467585.8,528777.554,"Private"]
["태양광",166869.35,127780.758,85438.745,316080.979,567783.666,1001390.023,1225378.422,1059561.561,1583692.757,2604968.366,3927256.138,4664287.474,3915086.17,3278244.054,3682247.358,"Solar Photovoltaic"]
["사업용",142657,92350,42983,232978,467422,857353,1040107.02,798822,1248429.185,2191651.768,3535058.91,4285023.494,3461562.6,2825075.254,3160523.804,"Business"]
["자가용",24212.35,35430.758,42455.745,83102.979,100361.666,144037.023,185271.402,260739.561,335263.572,413316.598,392197.228,379263.98,453523.57,453168.8,521723.554,"Private"]
["풍력",35276,33439,51944,72820,91919,61363,207796.5,186825,113567.6,161309,191224,160189,63729.11,237595,219164,"Wind Power"]
["사업용",35250,33400,51813,67300,91900,60880,207599,186750,110456,161258,191201,160050,63600,237490,219084,"Business"]
["자가용",26,39,131,5520,19,483,197.5,75,3111.6,51,23,139,129.11,105,80,"Private"]
["수력1",13433,5520,96619,27700,7507.5,14356,2718,19160,6445,4333,11723,3007,18221,216,5130,"Hydro Power1"]
["사업용",13433,5210,96309,27645,6709,14256,2718,19060,6445,4333,11723,2927,18166,216,5130,"Business"]
["자가용",0,310,310,55,798.5,100,0,100,0,0,0,80,55,0,0,"Private"]
["해양",1000,0,254000,110,0,0,0,0,0,0,500,0,80,0,0,"Ocean"]
["사업용",1000,0,254000,110,0,0,0,0,0,0,500,0,80,0,0,"Business"]
["바이오2",3534,729,23790,268163,526388.1,576261,89975,286538,486741.511,864857.146,290046.13,454350,187397,160681,87766,"Bio2"]
["사업용",3390,530,20810,267023,508983,573610,89975,286538,485991.511,862757.146,289277.13,414350,187397,157700,84844,"Business"]
["자가용",144,199,2980,1140,17405.1,2651,0,0,750,2100,769,40000,0,2981,2922,"Private"]
["바이오가스",490,279,2150,4530,6252,13210,2675,9003,8115,6049,5569,3925,1499,5281,6316,"Bio Gas"]
["사업용",390,80,170,4530,4802,10559,2675,9003,7365,3949,4800,3925,1499,2300,3394,"Business"]
["자가용",100,199,1980,0,1450,2651,0,0,750,2100,769,0,0,2981,2922,"Private"]
["매립지가스",0,450,0,1024,4176,2860,0,1075,0,1098,700,925,998,0,0,"LFG"]
["사업용",0,450,0,1024,3176,2860,0,1075,0,1098,700,925,998,0,0,"Business"]
["자가용",0,0,0,0,1000,0,0,0,0,0,0,0,0,0,0,"Private"]
["우드칩3",3044,0,0,0,14955,1440,2950,38900,3512,0,6548.94,44600,8036.771,0,0,"Wood Chip3"]
["사업용",3000,0,0,0,14955,1440,2950,38900,3512,0,6548.94,4600,8036.771,0,0,"Business"]
["자가용",44,0,0,0,0,0,0,0,0,0,0,40000,0,0,0,"Private"]
["목재펠릿3",0,0,20640,181211,414724.51,153562,561,200000,333451.146,165290,43325.297,259550.946,151963.229,115400,72350,"Wood Pellet3"]
["사업용",0,0,20640,180071,414724.41,153562,561,200000,333451.146,165290,43325.297,259550.946,151963.229,115400,72350,"Business"]
["자가용",0,0,0,1140,0.1,0,0,0,0,0,0,0,0,0,0,"Private"]
["폐목재",0,0,0,0,14955,0,0,0,0,0,0,0,0,0,0,"Waste Wood"]
["사업용",0,0,0,0,0,0,0,0,0,0,0,0,0,0,0,"Business"]
["자가용",0,0,0,0,14955,0,0,0,0,0,0,0,0,0,0,"Private"]
["흑액",0,0,0,0,0,0,0,0,0,0,0,0,0,0,0,"Black Liquor"]
["자가용",0,0,0,0,0,0,0,0,0,0,0,0,0,0,0,"Private"]
["하수슬러지 고형연료",0,0,0,81398,38908.33,0,0,0,49319.882,44755,20673.497,0,0,0,0,"Sewage Solid Fuel"]
["사업용",0,0,0,81398,38908.33,0,0,0,49319.882,44755,20673.497,0,0,0,0,"Business"]
["Bio-SRF3",0,0,1000,0,32417.26,48969,79439,37560,92343.483,27665.146,113229.395,145349.054,24900,0,9100,"Bio-SRF3"]
["사업용",0,0,0,0,32417.26,48969,79439,37560,92343.483,27665.146,113229.395,145349.054,24900,0,9100,"Business"]
["자가용",0,0,1000,0,0,0,0,0,0,0,0,0,0,0,0,"Private"]
["바이오중유",0,0,0,0,0,356220,4350,0,0,620000,100000,0,0,40000,0,"Bio bunker "]
["사업용",0,0,0,0,0,356220,4350,0,0,620000,100000,0,0,40000,0,"Business"]
["폐기물2",216472,482020,7198,14475,571782,307860,47950,43419,89756,37792,80513.63,64800,90415,12653,8180,"Waste2"]
["사업용",207700,471700,300,14260,570768,291110,34035,37854,47608,29006,74633.63,63000,0,2900,5580,"Business"]
["자가용",8772,10320,6898,215,1014,16750,13915,5565,42148,8786,5880,1800,90415,9753,2600,"Private"]
["폐가스4",200000,462000,0,15,531600,235100,27250,0,30000,0,5200,0,0,0,0,"Waste Gas4"]
["사업용",200000,462000,0,0,531600,235100,16500,0,0,0,0,0,0,0,0,"Business"]
["자가용",0,0,0,15,0,0,10750,0,30000,0,5200,0,0,0,0,"Private"]
["산업폐기물",0,0,300,2150,5998,3500,3165,8265,15997,6906,42233,11400,89920,4000,2600,"Industrial Wastes"]
["사업용",0,0,300,2150,5998,2600,0,5700,10869,6020,42233,11400,0,0,0,"Business"]
["자가용",0,0,0,0,0,900,3165,2565,5128,886,0,0,89920,4000,2600,"Private"]
["생활폐기물5",16472,20020,6898,4950,9384,10160,2035,3160,4020,4060,14780,53400,0,5753,5580,"Living Wastes5"]
["사업용",7700,9700,0,4750,8370,8310,2035,160,0,160,14100,51600,0,0,5580,"Business"]
["자가용",8772,10320,6898,200,1014,1850,0,3000,4020,3900,680,1800,0,5753,0,"Private"]
["시멘트킬른 보조연료",0,0,0,0,0,14000,0,0,0,0,0,0,0,0,0,"Cement Kiln Fuel"]
["자가용",0,0,0,0,0,14000,0,0,0,0,0,0,0,0,0,"Private"]
["SRF6",0,0,0,7360,24800,2990,15500,31994,36119,19339,16311.575,0,495,2900,0,"SRF6"]
["사업용",0,0,0,7360,24800,2990,15500,31994,33119,15339,16311.575,0,0,2900,0,"Business"]
["자가용",0,0,0,0,0,0,0,0,3000,4000,0,0,495,0,0,"Private"]
["정제연료유4",0,0,0,0,0,42110,0,0,3620,7487,1989.056,0,0,0,0,"Refinery Fuel Oil4"]
["사업용",0,0,0,0,0,42110,0,0,3620,7487,1989.056,0,0,0,0,"Business"]
["연료전지",14501,14230,20207,3003,67827,36286,6360.75,46789.5,32760,101414,121852,156632,179050,119523,170872,"Fuel Cells"]
["사업용",14400,14000,19650,2800,67460,36040,6000,46120,32380,97211,121190,154658,176990,117945,169420,"Business"]
["자가용",101,230,557,203,367,246,360.75,669.5,380,4203,662,1974,2060,1578,1452,"Private"]
["IGCC",0,0,0,0,0,0,380700,0,0,0,0,0,0,0,0,"IGCC"]
["사업용",0,0,0,0,0,0,380700,0,0,0,0,0,0,0,0,"Business"]
["1. 수력은 양수발전 제외하며, '03년부터 수력에 대수력(10MW) 포함",{"$nulls":7},"1. Pumped-storage(hydro) has been excluded. Large-hydro(10MW) has been included."]
["2. RPS 공급인증서 발급대상 바이오·폐기물 혼소발전은 혼소비율을 반영하여 보급용량 산정",{"$nulls":7},"2. The issuance of RPS certificates for Bio and Waste co-firing power generation calculates the capacity by reflecting the blending ratio."]
["3. 2014년부터 우드칩, 목재펠릿 중 일부는 Bio-SRF로 대체 분류",{"$nulls":7},"3. Since 2014, some of the wood chips and wood pellets have been calssified as Bio-SRF."]
["4. 신에너지 및 재생에너지 개발∙이용∙보급 촉진법 개정('19.10.01 시행)에 따라 폐기물에너지 중 폐가스, 정제연료유 보급용량 집계 제외",{"$nulls":7},"4. The revision of 「Act on the promotion of the development, use and diffusion of new and renewable energy」 excludes the calculation of the waste gas and refinery fuel oil capapcity from waste energy starting from 2020."]
["5. 2015년부터 대형도시쓰레기는 생활폐기물로 포함",{"$nulls":7},"5. Since 2015, Municipal solid wastes has been calssified as living wastes."]
["6. 2014년부터 RDF/RPF/TDF는 SRF로 대체 조사",{"$nulls":7},"6. Since 2014, RDF/RPF/TDF have been surveyed for substitution with SRF."]
["주 1. 각 연도별 신설 및 증설 용량임.",{"$nulls":7},"Note 1. The new capacity represents the newly established and expanded capacity for each year."]
["    2. 보급년도는 자가용 준공, 사업용 상업운전개시 기준임 ",{"$nulls":7},"       2. The supply year is determined by the completion for private and the commencement of commercial operation for business."]
["자료: 한국에너지공단",{"$nulls":7},"Source: Korea Energy Agency "]

{"sheet":"Ⅵ-5","index":92,"n_rows":79,"n_cols":17,"rows_kept":79,"cut":false,"hidden":false,"merged":[],"flags":["formulas_cached_only"]}
["5. 신재생에너지 보급용량(발전-누적) Facility of New & Renewable Energy(Generation-Accumulate)"]
[]
["단위: ㎾",{"$nulls":15},"Unit: ㎾"]
[null,2009,2010,2011,2012,2013,2014,2015,2016,2017,2018,2019,2020,2021,2022,2023]
["신·재생에너지 총보급용량",6264774.45,6927626.391,7466823.136,8169076.115,10001583.381,11999081.404,13959585.966,14226291.577,16304748.444,19870125.22,24152458.426,25974392.894,30211816.173,33234433.819,37370625.945,"Total"]
["사업용",2884767,3501957,3987822,4599938,6313180,8146429,9907563.02,11198596.95,12969295.135,16107588.763,19441971.411,23333870.394,27079124.992,29748916.868,33258321.049,"Business"]
["자가용",3380007.45,3425669.391,3479001.136,3569138.115,3688403.381,3852652.404,4052022.946,3027694.627,3335453.309,3762536.457,4710487.015,2640522.5,3132691.181,3485516.951,4112304.896,"Private"]
["태양광",523725.35,650639.291,736078.036,1052060.015,1619143.681,2620515.704,3845520.016,4882353.507,6436414.774,8938658.55,12745227.356,17356933.995,21199350.914,24369532.333,28033335.662,"Solar Photovoltaic"]
["사업용",441142,533492,576475,809453,1276875,2134228,3174335.02,3950560.95,5169548.135,7258761.763,10673133.011,14910941.665,18338405.263,21051252.912,24186093.296,"Business"]
["자가용",82583.35,117147.291,159603.036,242607.015,342268.681,486287.704,671184.996,931792.557,1266866.639,1679896.787,2072094.345,2445992.33,2860945.651,3318279.421,3847242.366,"Private"]
["풍력",333333,366772,418716,491536,583455,644818,852614.5,1034683.82,1143411.42,1302644.42,1493868.42,1645407.42,1709115.53,1945960.53,2164719.53,"Wind Power"]
["사업용",329045,362445,414258,481558,573458,634338,841937,1023950,1130166,1289354,1480555,1632055,1695655,1932395,2151064,"Business"]
["자가용",4288,4327,4458,9978,9997,10480,10677.5,10733.82,13245.42,13290.42,13313.42,13352.42,13460.53,13565.53,13655.53,"Private"]
["수력1",1617161,1622681,1719300,1747000,1754507.5,1768863.5,1771581.5,1789896,1794121,1797764.25,1809487.65,1807291.15,1821374.4,1813392.4,1816585.4,"Hydro Power1"]
["사업용",1615980,1621190,1717499,1745144,1751853,1766109,1768827,1788126,1792371,1796325,1808048.4,1805777.4,1819805.4,1811823.4,1815416.4,"Business"]
["자가용",1181,1491,1801,1856,2654.5,2754.5,2754.5,1770,1750,1439.25,1439.25,1513.75,1569,1569,1169,"Private"]
["해양",1000,1000,255000,255110,255110,255110,255110,255110,255110,255000,255500,255500,255580,255580,255580,"Ocean"]
["사업용",1000,1000,255000,255110,255110,255110,255110,255110,255110,255000,255500,255500,255580,255580,255580,"Business"]
["바이오2,3",118631,119360,143150,411313,937701.1,1513962.1,1603937.1,1905946,2284442,3065271,3141235.425,3525835.179,3578983.028,3664456.4,3219698.4,"Bio2,3"]
["사업용",76622,77152,97962,364985,873968,1447578,1537553,1860096,2238442,3017171,3092366.425,3440259.179,3508257.028,3591765.4,3168985.4,"Business"]
["자가용",42009,42208,45188,46328,63733.1,66384.1,66384.1,45850,46000,48100,48869,85576,70726,72691,50713,"Private"]
["바이오가스",8707,8986,11136,15666,21918,35128,37803,49041,55637,60396,60945,61532,61590,65816,69712,"Bio Gas"]
["사업용",3107,3187,3357,7887,12689,23248,25923,39621,46067,48726,48506,52386,52194,54455,55429,"Business"]
["자가용",5600,5799,7779,7779,9229,11880,11880,9420,9570,11670,12439,9146,9396,11361,14283,"Private"]
["매립지가스",58005,58455,58455,59479,63655,66515,66515,70130,70130,69378,67820,67427,66309,66309,66305,"LFG"]
["사업용",58005,58455,58455,59479,62655,65515,65515,70130,70130,69378,67820,67427,66309,66309,66305,"Business"]
["자가용",0,0,0,0,1000,1000,1000,0,0,0,0,0,0,0,0,"Private"]
["우드칩4",11104,11104,11104,11104,26059,27499,30449,52490,15662,15450,21998.94,83668.862,126878.836,77314.299,41414.299,"Wood Chip4"]
["사업용",11060,11060,11060,11060,26015,27455,30405,52490,15662,15450,21998.94,43668.862,101978.836,77314.299,41414.299,"Business"]
["자가용",44,44,44,44,44,44,44,0,0,0,0,40000,24900,0,0,"Private"]
["목재펠릿4",0,0,20640,201851,616575.51,770137.51,770698.51,986048,1270523.264,1383881.118,1343074.32,1512934.117,1643778.227,2075903.181,2025253.181,"Wood Pellet4"]
["사업용",0,0,20640,200711,615435.41,768997.41,769558.41,986048,1270523.264,1383881.118,1343074.32,1512934.117,1643778.227,2075903.181,2025253.181,"Business"]
["자가용",0,0,0,1140,1140.1,1140.1,1140.1,0,0,0,0,0,0,0,0,"Private"]
["폐목재",2950,2950,2950,2950,17905,17905,17905,0,0,0,0,0,0,0,0,"Waste Wood"]
["사업용",2950,2950,2950,2950,2950,2950,2950,0,0,0,0,0,0,0,0,"Business"]
["자가용",0,0,0,0,14955,14955,14955,0,0,0,0,0,0,0,0,"Private"]
["흑액",36365,36365,36365,36365,36365,36365,36365,36430,36430,36430,36430,36430,36430,36430,36430,"Black Liquor"]
["자가용",36365,36365,36365,36365,36365,36365,36365,36430,36430,36430,36430,36430,36430,36430,36430,"Private"]
["하수슬러지 고형연료",0,0,0,81398,120306.33,120306.33,120306.33,123238,166029.882,182040.882,140247.937,249603.685,338996.274,52950,132950,"Sewage Solid Fuel"]
["사업용",0,0,0,81398,120306.33,120306.33,120306.33,123238,166029.882,182040.882,140247.937,249603.685,338996.274,52950,132950,"Business"]
["Bio-SRF4",1500,1500,2500,2500,34917.26,83886.26,163325.26,229219,310679.854,338345,450369.227,563889.515,424650.691,369383.92,453283.92,"Bio-SRF4"]
["사업용",1500,1500,1500,1500,33917.26,82886.26,162325.26,229219,310679.854,338345,450369.227,563889.515,424650.691,344483.92,453283.92,"Business"]
["자가용",0,0,1000,1000,1000,1000,1000,0,0,0,0,0,0,24900,0,"Private"]
["바이오중유",0,0,0,0,0,356220,360570,359350,359350,979350,1020350,950350,880350,394350,394350,"Bio bunker "]
["사업용",0,0,0,0,0,356220,360570,359350,359350,979350,1020350,950350,880350,394350,394350,"Business"]
["폐기물2,3",3647521.1,4129541.1,4136739.1,4151214.1,4722996.1,5030856.1,5078806.1,3793908,3794445,3813059,3888165.575,422064.15,507374.301,473322.156,471701.953,"Waste2,3"]
["사업용",398528,870228,870528,884788,1455556,1746666,1780701,1759904,1790428,1800956,1321682.575,338193.15,333288.301,407221.156,286882.953,"Business"]
["자가용",3248993.1,3259313.1,3266211.1,3266426.1,3267440.1,3284190.1,3298105.1,2034004,2004017,2012103,2566483,83871,174086,66101,184819,"Private"]
["폐가스5",3564340,4026340,4026340,4026355,4557955,4793055,4820305,3476480,3475180,3475180,3505480,0,0,0,0,"Waste Gas5"]
["사업용",354780,816780,816780,816780,1348380,1583480,1599980,1548100,1548100,1548100,1022900,0,0,0,0,"Business"]
["자가용",3209560,3209560,3209560,3209575,3209575,3209575,3220325,1928380,1927080,1927080,2482580,0,0,0,0,"Private"]
["산업폐기물",1705,1705,2005,4155,10153,13653,16818,59238,65630,62200,100196.944,109607.979,199435.102,168041.987,163441.785,"Industrial Wastes"]
["사업용",1705,1705,2005,4155,10153,12753,12753,56673,60502,56186,94182.944,105793.979,105701.102,152127.987,64907.785,"Business"]
["자가용",0,0,0,0,0,900,4065,2565,5128,6014,6014,3814,93734,15914,98534,"Private"]
["생활폐기물6",79026.1,99046.1,105944.1,110894.1,120278.1,130438.1,132473.1,115292,107762,108142,120952,173520,173020,167813,173393,"Living Wastes6"]
["사업용",39593,49293,49293,54043,62413,70723,72758,39133,38953,36133,50063,100463,100163,121626,91603,"Business"]
["자가용",39433.1,49753.1,56651.1,56851.1,57865.1,59715.1,59715.1,76159,68809,72009,70889,73057,72857,46187,81790,"Private"]
["시멘트킬른 보조연료",0,0,0,0,0,14000,14000,26400,0,0,0,0,0,0,0,"Cement Kiln Fuel"]
["자가용",0,0,0,0,0,14000,14000,26400,0,0,0,0,0,0,0,"Private"]
["SRF7",2450,2450,2450,9810,34610,37600,53100,85771,118390,135257,147020.575,138936.172,134919.199,137467.169,134867.168,"SRF7"]
["사업용",2450,2450,2450,9810,34610,37600,53100,85271,115390,128257,140020.575,131936.172,127424.199,133467.169,130372.168,"Business"]
["자가용",0,0,0,0,0,0,0,500,3000,7000,7000,7000,7495,4000,4495,"Private"]
["정제연료유5",0,0,0,0,0,42110,42110,30727,27483,32280,14516.056,0,0,0,0,"Refinery Fuel Oil5"]
["사업용",0,0,0,0,0,42110,42110,30727,27483,32280,14516.056,0,0,0,0,"Business"]
["연료전지",23403,37633,57840,60843,128670,164956,171316.75,218064.25,250474.25,351398,472644,615031,793708,891860,1062675,"Fuel Cells"]
["사업용",22450,36450,56100,58900,126360,162400,168400,214520,246900,343691,464356,604814,781804,878549,1047969,"Business"]
["자가용",953,1183,1740,1943,2310,2556,2916.75,3544.25,3574.25,7707,8288,10217,11904,13311,14706,"Private"]
["IGCC",0,0,0,0,0,0,380700,346330,346330,346330,346330,346330,346330,346330,346330,"IGCC"]
["사업용",0,0,0,0,0,0,380700,346330,346330,346330,346330,346330,346330,346330,346330,"Business"]
["1. 수력은 양수발전 제외하며, '03년부터 수력에 대수력(10MW) 포함",{"$nulls":7},"1. Pumped-storage(hydro) has been excluded. Large-hydro(10MW) has been included."]
["2. RPS 공급인증서 발급대상 바이오·폐기물 혼소발전은 혼소비율을 반영하여 보급용량 산정",{"$nulls":7},"2. The issuance of RPS certificates for Bio and Waste co-firing power generation calculates the capacity by reflecting the blending ratio."]
["3. 바이오 및 폐기물은 각 연도별 기준 가동설비 용량임",{"$nulls":7},"3. Bio and waste represent the operational capacity of facilities for each year."]
["4. 2014년부터 우드칩, 목재펠릿 중 일부는 Bio-SRF로 대체 분류",{"$nulls":7},"4. Since 2014, some of the wood chips and wood pellets have been calssified as Bio-SRF."]
["5. 신에너지 및 재생에너지 개발∙이용∙보급 촉진법 개정('19.10.01 시행)에 따라 폐기물에너지 중 폐가스, 정제연료유 보급용량 집계 제외",{"$nulls":7},"5. The revision of 「Act on the promotion of the development, use and diffusion of new and renewable energy」 excludes the calculation of the waste gas and refinery fuel oil capapcity from waste energy starting from 2020."]
["6. 2015년부터 대형도시쓰레기는 생활폐기물로 포함",{"$nulls":7},"6. Since 2015, Municipal solid wastes has been calssified as living wastes."]
["7. 2014년부터 RDF/RPF/TDF는 SRF로 대체 조사",{"$nulls":7},"7. Since 2014, RDF/RPF/TDF have been surveyed for substitution with SRF."]
["주 1. 누적 보급용량은 각 연도별 신설, 증∙감설, 해지를 반영한 용량임.",{"$nulls":7},"Note 1. The accumulated capapcity reflects the capacity for each year, considering newly established, increased and decommissioned capapcities."]
["   2. 보급년도는 자가용 준공, 사업용 상업운전개시 기준임.",{"$nulls":7},"        2. The supply year is determined by the completion for private and the commencement of commercial operation for business."]
["자료: 한국에너지공단",{"$nulls":7},"Source: Korea Energy Agency "]

{"sheet":"Ⅵ-6","index":93,"n_rows":34,"n_cols":17,"rows_kept":34,"cut":false,"hidden":false,"merged":[],"flags":["formulas_cached_only"]}
["6. 신재생에너지 보급용량(발전외-신규)  Facility of New & Renewable Energy(Except Generation-New)"]
[]
[null,2009,2010,2011,2012,2013,2014,2015,2016,2017,2018,2019,2020,2021,2022,2023]
["태양열(㎡)1",96950.52,69805.08,54732.09,63775.128,48472.54,32043.17,29033.15,28971.99,19067.08,20470.22,27053.91,23297.08,28379.44,23336.21,28574.8,"Solar thermal(㎥)1"]
["지열(㎾)1",39837.8,89225.91,73514.817,123838.374,121464.603,124914.627,174346.636,127348.558,121289.85,123561.53,95341.97,89300.032,79130.452,113256.65,87605.29,"Geothermal(㎾)1"]
["수열(㎾)1",0,0,0,0,0,0,48508.63,39004.558,58778.468,59094.57,36770,78111,46401.5,71159.93,42730.3,"Hydro thermal(㎾)1"]
["바이오",0,0,0,0,0,0,0,0,0,0,0,0,0,0,0,"Bio"]
["바이오가스(증기톤/시간)1",490,33,23,23,33,41,16,18,48.65,16.57,34,13,12.286,7,49,"Bio gas(steam ton/h)1"]
["매립지가스(증기톤/시간)1",28,0,0,15,0,0,0,0,0,0,0,0,0,0,0,"LFG(steam ton/h)1"]
["바이오디젤(㎘/년)2",1142900,1104400,1204400,1204400,1177468,887087,854687,854687,1008630,2283370,1441330,1237630,1259230,1325880,1277580,"Bio-diesel(㎘/y)2"]
["우드칩(증기톤/시간)1,6",250,46,12,0,6,5,9,8,30.5,50,48,0,35,0,35,"Wood chip(steam ton/h)1,6"]
["성형탄(톤/년)3",57385,54888,58551,56802,55992,59349,37685,36744,37294,41001.648,39297.939,25852.376,25234.079,6297,9205.413,"Wood briquette(ton/y)3"]
["임산연료(톤/년)3",159918,69344,69372,187291,168214,12903,156939,438371,2301934,2396789,457174,499748,336035,554966,741298,"Fire wood(ton/y)3"]
["목재펠릿(증기톤/시간)1,6",3,0.44,72,127,128,469,75,962,187.4,27,33.6,0,14,10,5,"Wood pellet(steam ton/h)1,6"]
["폐목재(증기톤/시간)1",0,20,6,59,77,18,4,0,39.3,0,0,0,0,0,0,"Waste wood(steam ton/h)1"]
["흑액(증기톤/시간)1",0,0,0,0,0,0,0,0,0,0,0,0,0,0,0,"Black liquor(steam ton/h)1"]
["하수슬러지고형연료(증기톤/시간)1",5,2,0,1,3.5,3,40,0,5,0,0,0,0,0,0,"Sewage solid fuel(steam ton/h)1"]
["Bio-SRF(증기톤/시간)1,6",0,0,70,18,6,44,0,0,338,20,0,0,15,0,60.5,"Bio-SRF(steam ton/h)1,6"]
["폐기물",0,0,0,0,0,0,0,0,0,0,0,0,0,0,0,"Waste"]
["폐가스(증기톤/시간)1,8",52,22,133,114,27,109,9,10,207.1,122.4,50,0,0,0,0,"Waste gas(steam ton/h)1,8"]
["산업폐기물(증기톤/시간)1",206,139,253,255,171,145,102,23,568.8,31.3,106.6,15,75.3,106,188.5,"Industrial wastes(steam ton/h)1"]
["생활폐기물(증기톤/시간)1,7",61,24,68,97,61,66,24,8.3,42.37,2,62.2,0,149,40,63.05,"Living wastes(steam ton/h)1,7"]
["시멘트킬른보조연료(톤/년)4",710038,807950,1127624,1001273,1276799,1386522,1490640,1431061,1490397.33,1597882.4,1676439.6,1711593.7,2025596,2519746.75,3227127.251,"Cement kiln fuel(ton/y)4"]
["SRF(증기톤/시간)1,5",15,23,0,238,119,33,0,808,437,131.2,0,0,102,0,33.9,"SRF(steam ton/h)1,5"]
["정제연료유(㎘/년)3,8",280487,273087,273579,246097,204924,201656,173877,170625,178286,182138,184293,0,0,0,0,"Refinery fuel oil(㎘/y)3,8"]
["1. 각연도별 신설 용량.",{"$nulls":7},"1. The new capacity of each year."]
["2. 바이오디젤 용량은 해당연도 기준 생산능력임.",{"$nulls":7},"2. Production capacity of each year."]
["3. 성형탄, 임산연료, 정제연료유는 해당연도 기준 생산량(판매량)임.",{"$nulls":7},"3. Production(sales) of each year."]
["4. 시멘트킬른보조연료 용량은 해당연도 기준 소비량임.",{"$nulls":7},"4. Consumption of each year."]
["5. 2014년부터 RDF/RPF/TDF는 SRF로 대체 조사",{"$nulls":7},"5. Since 2014, RDF/RPF/TDF have been surveyed for substitution with SRF."]
["6. 2014년부터 우드칩, 목재펠릿 중 일부는 Bio-SRF로 대체 분류",{"$nulls":7},"6. Since 2014, some of the wood chips and wood pellets have been calssified as Bio-SRF."]
["7. 2015년부터 대형도시쓰레기는 생활폐기물로 포함.",{"$nulls":7},"7. Since 2015, Municipal solid wastes has been calssified as living wastes."]
["8. 신에너지 및 재생에너지 개발∙이용∙보급 촉진법 개정('19.10.01 시행)으로 '20년부터 폐기물에너지 중 비재생폐기물인 폐가스, 정제연료유 보급용량 집계 제외",{"$nulls":7},"8. The revision of 「Act on the promotion of the development, use and diffusion of new and renewable energy」 excludes the calculation of the waste gas and refinery fuel oil capapcity from waste energy starting from 2020."]
["자료: 한국에너지공단",{"$nulls":7},"Source: Korea Energy Agency "]

{"sheet":"Ⅵ-7","index":94,"n_rows":27,"n_cols":17,"rows_kept":27,"cut":false,"hidden":false,"merged":[],"flags":["formulas_cached_only"]}
["7. 신재생에너지 보급용량(발전외-누적) Facility of New & Renewable Energy(Except Generation-Accumulate)"]
[]
[null,2009,2010,2011,2012,2013,2014,2015,2016,2017,2018,2019,2020,2021,2022,2023]
["태양열(㎡)1",1424856.992,1376026.872,1163979.562,723679.69,673220.43,625649.174,614342.814,626048.384,623484.364,624676.144,642226.944,638454.934,652233.504,666456.688,680278.518,"Solar Thermal(㎥)1"]
["지열(㎾)1",144602.33,233828.24,307343.057,431181.431,552646.034,677560.661,851907.297,979220.856,1100493.206,1223984.736,1319309.406,1408557.938,1486778.26,1599891.41,1687322.14,"Geothermal(㎾)1"]
["수열(㎾)1",0,0,0,0,0,0,48508.63,87513.188,146291.656,205386.226,242156.226,320267.226,366668.726,437828.656,480558.956,"Hydro Thermal(㎾)1"]
["바이오2",{"$nulls":15},"Bio2"]
["바이오가스(증기톤/시간)",751,784,807,830,863,904,920,861.589,690.744,640.314,624.814,624.774,644.172,705.406,723.206,"Bio Gas(steam ton/h)"]
["매립지가스(증기톤/시간)",28,28,28,43,43,43,43,44.08,44,44.08,44.08,152.13,147,147,147,"LFG(steam ton/h)"]
["우드칩(증기톤/시간)4",347,393,405,405,411,416,425,425.03,367.03,409.03,392.03,437.58,435.58,515.08,279.68,"Wood Chip(steam ton/h)4"]
["목재펠릿(증기톤/시간)4",76,76.44,148.44,275.44,403.44,872.44,947.44,1567.539,1714.805,1741.805,1705.905,2133.605,2068.395,2121.795,2090.995,"Wood Pellet(steam ton/h)4"]
["폐목재(증기톤/시간)",163,183,189,248,325,343,347,361.978,391.28,399.28,399.28,398.9,360.41,339.41,242.41,"Waste Wood(steam ton/h)"]
["흑액(증기톤/시간)",310,310,310,310,310,310,310,309.563,309.563,311,311,311,311,311,311,"Black Liquor(steam ton/h)"]
["하수슬러지고형연료(증기톤/시간)",5,7,7,8,11.5,14.5,54.5,13.7,18.2,18.2,18.2,18.2,18.2,18.2,16.7,"Sewage Solid Fuel(steam ton/h)"]
["Bio-SRF(증기톤/시간)4",4,4,74,92,98,142,142,201.5,500.5,520.5,520.5,869.4,825.03,876.53,1142.93,"Bio-SRF(steam ton/h)4"]
["폐기물2",{"$nulls":15},"Waste"]
["폐가스(증기톤/시간)5",5035,5057,5190,5304,5331,5440,5449,4465.278,4503.102,4747.732,4782.832,0,0,0,0,"Waste Gas(steam ton/h)5"]
["산업폐기물(증기톤/시간)",1815,1954,2207,2462,2633,2778,2880,2929.813,3443.765,3418.485,3513.085,3796.085,3728.415,3992.615,4019.965,"Industrial Wastes(steam ton/h)"]
["생활폐기물(증기톤/시간)6",1233,1257,1325,1422,1483,1549,1573,2703.929,2686.659,2688.659,2746.859,2961.309,3100.335,3313.665,3322.984,"Living Wastes(steam ton/h)6"]
["SRF(증기톤/시간)3",43,66,66,304,423,456,456,1488.035,1835.035,1961.235,1870.985,2187.785,2199.185,2496.085,2427.035,"SRF(steam ton/h)3"]
["1. 태양열, 지열, 수열의 합계용량은 각 연도별 설치용량의 단순합계임.",{"$nulls":7},"1. Total is the simple sum of facility each year"]
["2. 바이오 및 폐기물은 각 연도별 기준 가동설비 보일러 용량임.",{"$nulls":7},"2. It is operated facilities on each year."]
["3. 2014년부터 RDF/RPF/TDF는 SRF로 대체 조사",{"$nulls":7},"3. Since 2014, RDF/RPF/TDF have been surveyed for substitution with SRF."]
["4. 2014년부터 우드칩, 목재펠릿 중 일부는 Bio-SRF로 대체 분류",{"$nulls":7},"4. Since 2014, some of the wood chips and wood pellets have been calssified as Bio-SRF."]
["5. 신에너지 및 재생에너지 개발∙이용∙보급 촉진법 개정('19.10.01 시행)으로 '20년부터 폐기물에너지 중 비재생폐기물인 폐가스 보급용량 집계 제외",{"$nulls":7},"5. The revision of 「Act on the promotion of the development, use and diffusion of new and renewable energy」 excludes the calculation of the waste gas capapcity from waste energy starting from 2020."]
["6. 2015년부터 대형도시쓰레기는 생활폐기물로 포함",{"$nulls":7},"6. Since 2015, Municipal solid wastes has been calssified as living wastes."]
["자료: 한국에너지공단",{"$nulls":7},"Source: Korea Energy Agency "]

{"sheet":"Ⅶ.주요경제통계","index":95,"n_rows":31,"n_cols":9,"rows_kept":31,"cut":false,"hidden":false,"merged":[],"flags":["formulas_cached_only"]}
[{"$nulls":8},"[목 차]"]
[]
[]
[null,"Ⅶ. 주요 경제통계"]
[]
[]
[null,"제목을 클릭하시면 해당 시트로 이동합니다"]
[]
[null,"1. 주요 통계 지표"]
[]
[null,"2. 경제활동별 국내 총생산(2020년 기준 연쇄가격)"]
[]
[null,"3. 수송시설 및 설비"]
[]
[null,"4. 수송 실적"]
[]
[null,"5. 업종별 보일러 보유 현황"]
[]
[null,"6. 용량별 보일러 보유 현황"]
[]
[null,"7. 전도시 소비자 물가지수"]
[]
[null,"8. 생산자 물가지수"]
[]
[null,"9. 특수 분류별 생산자 물가지수"]
[]
[null,"10. 주요 에너지 제품별 생산자 물가지수"]
[]
[null,"11. 가계동향"]
[]
[null,"12. 냉난방도일"]

{"sheet":"Ⅶ-1","index":96,"n_rows":52,"n_cols":26,"rows_kept":52,"cut":false,"hidden":false,"merged":[[2,22,2,23],[6,14,6,18],[6,20,6,21],[6,22,6,23],[2,24,2,25],[3,22,3,23],[3,24,3,25],[2,0,7,0],[2,1,2,2],[2,4,2,5],[2,7,2,10],[2,12,2,13],[6,4,6,5],[6,8,6,9],[4,12,4,13],[5,12,5,13],[3,1,3,2],[3,4,3,5],[3,7,3,10],[3,12,3,13]],"flags":["formulas_cached_only"]}
["1. 주요 통계 지표  Indicators of Major Statistics"]
[]
[null,"인구",null,"가구","국내총생산",null,"GDP 디플레이터","국민총소득",null,null,null,"1인당 명목 GNI","대미달러환율",null,"수출","수입","경상수지","상품수지","외환보유액","총저축","총투자","총통화(연말)","광공업생산지수 ",null,"물가지수"]
[null,"Population",null,"Household","GDP",null,"GDP  Deflator","GNI",null,null,null,"Per Capita GNI","Exchange rates to USD",null,"Export","Import","Current Acount\nBalance","Goods Balance","International\nReserves","Gross Saving","Gross Investment","Money Supply\n(End or Years(M2))","Industrial Production Indices",null,"Price Indices"]
[{"$nulls":4},"당해년가격","2020년 연쇄가격",null,"당해년가격","당해년가격","2020년 연쇄가격","성장률",null,"종가환율",{"$nulls":9},"총지수","광업 및 제조업","생산자","소비자"]
[{"$nulls":4},"At Current Prices","At Chained \n2020 Prices",null,"At Current Prices","At Current Prices","At Chained \n2020 Prices","Growth Rate",null,"Closing rate",{"$nulls":9},"All Items","Mining and\nManufacturing","Producer","Consumer"]
[null,"1,000 Persons","증가율(%)","1,000 Household","Bil. KRW",null,"2020=100","Bil. USD","Bil. KRW",null,"%","USD","연평균","연말                       ","Mil. USD  ",{"$nulls":4},"Bil. KRW","Bil. KRW",null,"2020=100.0",null,"2020=100.0","2020=100.0"]
[null,null,"Growth Rate(%)",{"$nulls":9},"Average"," End of"]
[1981,38723.248,1.572,0,50591.8,202663.6,24.963,73.27,49915,212821.7,5.8,1892.1,0,0,21254,26131,-6487.1,-6264.9,6891.036,12689.4,12617.6,17814.1,7.451,7.486,47.31,25.442]
[1982,39326.352,1.557,0,58429.2,219825.7,26.58,79.15,57899.6,233904.4,9.9,2012.7,0,0,21853,24251,-5631,-6447.6,6983.715,15801.9,15790.4,24413.7,7.778,7.806,49.52,27.271]
[1983,39910.403,1.485,0,69523.5,249429.2,27.873,88.66,68813.5,266870.5,14.1,2221.5,0,0,24445,26192,-3593.5,-4464,6909.661,21352.4,21340,30006.7,9.005,9.046,49.61,28.204]
[1984,40405.956,1.242,0,80395.8,275960,29.133,98.36,79284.1,295189.7,10.6,2434.3,0,0,29245,30631,-1847.4,-2371.8,7649.584,26368.1,26281.7,35704.4,10.369,10.437,49.97,28.845]
[1985,40805.744,0.989,0,90277,297867.9,30.308,101.48,88344.6,315714.5,7,2487,0,0,30283,31136,-2178,-2350.5,7748.625,29576.4,29567.3,42161.5,10.803,10.857,50.41,29.555]
[1986,41213.674,1,0,105744.5,332131.6,31.838,117.47,103530.8,360212.1,14.1,2850.2,0,0,34714,31584,2606.7,1975.8,7955.24,38165.9,38150.7,54620,13.083,13.224,49.68,30.368]
[1987,41621.69,0.99,0,125228,374950.7,33.399,150.48,123754,414253.1,15,3615.4,0,0,47281,41020,8631.2,5778.9,9192.886,49848.1,49776.9,71161,15.632,15.845,49.9,31.293]
[1988,42031.247,0.984,0,150300.3,420444.2,35.748,204.18,149169.6,470221.3,13.5,4857.9,0,0,60696,51811,12757.7,9415.4,12378.262,62995.2,62919.8,92386.7,17.708,17.927,51.26,33.53]
[1989,42449.038,0.994,0,170708.4,450569.1,37.887,253.54,170220.7,511669.7,8.8,5972.8,0,0,62377,61465,3766.4,2410.4,15245.248,66911.3,66808.5,116204.2,18.219,18.355,52.01,35.441]
[1990,42869.283,0.99,0,206712.6,495738.2,41.698,291.7,206511.6,560880.3,9.6,6804.3,712.05,716.7,65016,69844,-2804.2,-3689.4,14822.377,81807.8,81721.3,145603.7,19.832,19.915,54.19,38.48]
[1991,43295.704,0.995,0,249964.9,549649.6,45.477,340.4,249718.4,622724.8,11,7862.2,733.83,759.5,71870,81525,-8033.5,-7153.4,13733.019,98801.4,98690,174029.9,21.743,21.82,56.74,42.071]
[1992,43747.962,1.045,0,286437.4,584561.1,49,366.36,286069.2,661776.1,6.3,8374.4,781.09,786.9,76632,81775,-2901.2,-1440.4,17153.925,110584.3,110451.2,211468.9,23.018,23.041,57.97,44.685]
[1993,44194.628,1.021,0,325647.8,625449.5,52.066,405.15,325226.9,710351.3,7.3,9167.4,802.75,807.2,82236,83800,1688.1,2682.7,20262.4,125657.7,125204.6,248271,24.058,24.001,58.85,46.831]
[1994,44641.54,1.011,0,384996.6,684065.6,56.281,477.91,384057.9,777416.2,9.4,10705.5,803.46,788.5,96013,102348,-4793.5,-3860.8,25672.7,146839,146749.9,300657.9,26.73,26.614,60.45,49.765]
[1995,45092.991,1.011,0,452187.1,750665.5,60.238,584.38,450583.1,846833.4,8.9,12959.5,770.94,775.7,125058,135119,-10229.7,-7004,32712.1,171274.2,171088.7,370600.4,29.913,29.76,63.27,51.995]
[1996,45524.681,0.957,0,507768.4,810646.9,62.637,628.8,506046.8,904244.3,6.8,13812.3,805.13,844.9,129715,150339,-24461.1,-17346.5,33236.696,183153,182934.4,432315.6,32.479,32.254,65.33,54.555]
[1997,45953.58,0.942,0,560502,861573.3,65.056,586.25,557590.9,943159.8,4.3,12757.5,953.58,1695,136164,144616,-10811.5,-6745,20405.458,202234.7,202180.3,517306.9,34.061,33.736,67.8,56.977]
[1998,46286.503,0.724,0,556786.9,819020.8,67.982,393.05,549833.8,872463.9,-7.5,8491.7,1394.97,1204,132313,93282,40112.8,39613.8,52040.827,211312.1,210488,639664.3,31.892,31.531,76.08,61.258]
[1999,46616.677,0.713,0,613069.3,914168.6,67.063,509.93,606545.7,967268.7,10.9,10938.7,1188.65,1138,143685,119752,21784.6,25446.4,74054.541,218573.1,217679.7,672544.4,39.706,39.487,74.5,61.756]
[2000,47008.111,0.84,14507.01,675732.6,998289.1,67.689,593.81,671372.4,1033454.8,6.8,12632.2,1131.12,1264.5,172268,160481,10180.8,15392.5,96198.117,230941.9,229955.1,707698.9,46.414,46.261,76.05,63.151]
[2001,47370.164,0.77,14775.329,732723.1,1045467.6,70.086,563.93,727938.2,1073365.2,3.9,11904.8,1290.99,1313.5,150439,141098,2165.2,9406.5,102821.378,237111.5,236982.4,764979.3,46.681,46.337,75.68,65.719]
[2002,47644.736,0.58,15109.514,813225.4,1126428.6,72.195,647.61,810312.9,1167443,8.8,13592.4,1250.65,1186.2,162471,152126,4066.1,14413.6,121412.508,258683.4,258437.4,872075.6,50.43,50.074,75.47,67.534]
[2003,47892.33,0.52,15433.649,868110.6,1161063.2,74.769,725.9,865188.8,1198481.4,2.7,15156.8,1191.85,1192.6,193817,178827,11308.3,22138,155352.365,287842.8,287887.5,898069.4,53.219,52.845,77.11,69.908]
[2004,48082.519,0.397,15732.068,942885.3,1221248.5,77.207,822.34,941310.7,1248796.6,4.2,17102.7,1143.74,1035.1,253845,224463,29289.9,39173,199066.133,335802.9,335011.5,954722.5,58.75,58.503,81.79,72.418]
[2005,48184.561,0.212,16038.858,995175.5,1274473.4,78.085,964.96,988413.2,1282430.2,2.7,20026.2,1024.13,1011.6,284419,261238,12208.6,32492.5,210390.703,337698.6,337139.6,1021448.7,62.469,62.186,83.53,74.413]
[2006,48438.292,0.527,16322.1,1045663.2,1341319.6,77.958,1091.28,1042726.4,1333090.4,4,22529.2,955.08,929.8,325465,309383,2094.8,24514.5,238956.116,344806.4,344266.1,1149262.1,67.722,67.554,84.29,76.081]
[2007,48683.638,0.507,16601.723,1134541.3,1419679,79.915,1218.01,1131778.4,1407232.8,5.6,25019,929.16,936.1,371489,356846,10472.5,32436.1,262224.07,380866.4,380574.7,1273611.9,72.407,72.321,85.5,78.01]
[2008,49054.708,0.762,16883.417,1202972.9,1462331.9,82.264,1091.31,1203266.1,1412809.8,0.4,22246.8,1103.36,1259.5,422007,435275,1753,11746.1,201223.413,401524,401223.4,1425887.5,74.844,74.679,92.81,81.656]
[2009,49307.835,0.516,17167.884,1255305.5,1474321,85.145,982.01,1253437.6,1449569.8,2.6,19915.9,1276.35,1164.5,363534,323085,33087.6,48055.6,269994.736,417639.1,417032.2,1566850,74.75,74.523,92.62,83.906]
[2010,49554.112,0.499,17494.884,1379460.2,1577253.1,87.46,1194.75,1381435.9,1557956.5,7.5,24109.9,1156,1134.8,466384,425212,27950.5,47932.3,291570.661,483658,483658,1660530,86.942,86.951,96.15,86.373]
[2011,49936.638,0.772,17879.317,1448575.6,1635422.7,88.575,1315.01,1457173.3,1584315,1.7,26333.5,1107.99,1151.8,555214,524413,16638.2,28014.3,306402.488,499138.5,499138.5,1751458.4,92.123,92.182,102.6,89.85]
[2012,50199.853,0.527,18118.513,1504674.1,1677087.8,89.719,1348.64,1519751.8,1632613.3,3,26865.4,1126.76,1070.6,547870,519584,48790.6,48589.3,326968.393,518279,518279,1835641.6,93.398,93.443,103.31,91.815]
[2013,50428.893,0.456,18388.488,1570938.2,1732287.4,90.686,1443.33,1580503.9,1696555.6,3.9,28621.1,1095.04,1055.4,559632,515586,77258.9,80259,346459.569,544154.2,544154.2,1920795,94.036,94.088,101.66,93.01]
[2014,50746.659,0.63,18704.975,1638484.8,1787974.9,91.639,1562.87,1646049.1,1755430.3,3.5,30797.6,1053.12,1099.3,572665,525515,83029.6,86145,363592.748,568321,568321,2077234,94.246,94.276,101.12,94.196]
[2015,51014.947,0.529,19012.895,1740776,1840189,94.598,1543.06,1745962.1,1870222.3,6.5,30247.3,1131.52,1172.5,526757,436499,105118.6,120275,367961.865,625188.8,625188.8,2247375,93.985,94.073,97.06,94.861]
[2016,51217.803,0.398,19281.443,1833026.6,1898551.1,96.549,1585,1839390.5,1956501.6,4.6,30946.2,1160.41,1207.7,495426,406193,97923.7,116461.7,371101.605,666771.9,666771.9,2407459.1,96.037,96.221,95.3,95.783]
[2017,51361.911,0.281,19570.67,1934233.9,1963732,98.498,1717.06,1941716.5,2019723.5,3.2,33430.5,1130.48,1070.5,573694,478478,75230.9,113592.9,389266.683,706476.8,706476.8,2530353.6,98.465,98.432,98.58,97.645]
[2018,51585.058,0.434,19876.352,2006974.5,2026102.4,99.056,1830.94,2014588.5,2059131.3,2,35493.7,1100.58,1115.7,604860,535202,77466.5,110086.8,403694.264,711767.2,711767.2,2700362.4,99.938,99.772,100.43,99.086]
[2019,51764.822,0.348,20220.447,2040594.3,2072982.4,98.438,1764.86,2057204.1,2072357,0.6,34093.7,1166.11,1156.4,542233,503343,59676.1,79812.1,408816.146,701070.7,701070.7,2913609.6,100.266,100.196,100.46,99.466]
[2020,51836.239,0.138,20730.614,2058466.5,2058466.5,100,1758.75,2075410.3,2075410.3,0.1,33928.9,1180.01,1086.3,512498,467633,75902.2,80604.8,443098.121,738579.4,738579.4,3199835.7,100,100,100,100]
[2021,51769.539,-0.129,21271,2221912.9,2153422.9,103.181,1961.98,2245326.5,2154356.5,3.8,37898.3,1144.61,1188.8,644400,615093,85228.2,75730.9,463118.362,815799.2,815799.2,3613687.6,108.5,108.7,106.38,102.5]
[2022,51672.569,-0.187,21663,2323781.5,2212158.9,105.046,1820.38,2351837,2143107.5,-0.5,35229.1,1292.2,1264.5,683585,731370,25828.6,15620,423163.664,799940.2,799940.2,3758235.5,109.6,109.7,115.29,107.72]
[2023,51712.619,0.078,21970,2401189.4,2243220.4,107.042,1871.69,2443318.1,2189886.8,2.2,36194,1305.93,1288,632226,642572,35488.2,34092.4,420147.908,817586.3,818073.3,3904552.6,106.8,106.9,117.11,111.59]
["자료: 통계청, 한국은행",{"$nulls":13},"Source: Statistics Korea, Bank of Korea"]

{"sheet":"Ⅶ-2","index":97,"n_rows":50,"n_cols":32,"rows_kept":50,"cut":false,"hidden":false,"merged":[[3,0,5,0],[3,17,4,17],[3,30,4,30]],"flags":["formulas_cached_only"]}
["2. 경제활동별 국내 총생산(2020년 기준 연쇄가격) Gross Domestic Product by Economic Activity(At chained 2020 year prices)"]
[]
["단위: 십억 원",{"$nulls":30},"Unit: Billion KRW"]
[null,"농림어업","광업","제조업",{"$nulls":13},"전기, 가스 및\n수도사업","건설업","서비스업",{"$nulls":10},"총부가가치\n(기초가격)","국내총생산"]
[null,"Agriculture, \nForestry and\nFisheries","Mining and\nquarrying","Manufacturing","  음식료품 제조업","섬유 및 \n가죽제품 제조업","목재, 종이, \n인쇄 및 복제업","코크스 및 \n석유정제품\n제조업","  화학물질 및 \n화학제품 \n제조업","  비금속광물제품 \n제조업","1차금속 제조업","금속가공제품 제조업","컴퓨터, 전자 및 광학기기 제조업","전기장비 제조업","기계 및 장비 \n제조업","운송장비 제조업","기타 제조업 및 \n산업용 장비 수리업",null,null,null,"도소매 및 \n숙박음식업","  운수업","  금융 및 보험업","  부동산업","  정보통신업","  사업서비스업","공공행정, 국방 및\n사회보장","교육서비스업","의료, 보건업 및 사회복지 서비스업","  문화 및 기타\n서비스업"]
[{"$nulls":4},"Food, \nbeverages \nproducts","Textile and \nleather \nproducts","Wood and \npaper products, \nprinting and \nreproduction of \nrecorded media","Coke and\nrefined\npetroleum\nproducts","  Chemicals and chemical products","  Non-metallic\nmineral\nproducts","  Basic metals","Fabricated\nmetal\nproducts","Computer,\nelectronic and \noptical products","Electrical\nequipment","Machinery\nand\nequipment","Transport\nequipment","Other manufacturing, \nrepair and installation \nof machinery and \nequipment","Electricity, \ngas & Water \nsupply","Construction","Services","Wholesale &\nretail trade, \nRestaurants &\nhotels","  Transport and storage","  Finance and insurance","  Real estate","  Information and communication","  Business activities","Public\nadministration,\ndefence and\nsocial security","  Education","Medical, Health & social work","Cultural and other","Gross value added at basic prices","Gross domestic product at market prices(GDP)"]
[1981,19099.1,4205.3,31505.1,6772.6,12284.4,2930.6,3477.6,6015.3,1490.8,3810.3,2050.8,858.3,628.8,1390.7,2504.9,2022.7,1829.7,25845.2,110802.7,31056.6,8604.5,3880.3,16275,1418.1,6502.9,24243.5,24114.1,4405.6,5357.3,185478.2,202663.6]
[1982,20589.5,3686.7,33200.3,7380.8,11860.1,3120.5,3525.4,6245.3,1549.7,4331.6,2129.9,912.4,661.7,1554.7,3006.1,2158.3,1943.3,29850.3,121532.6,33977.4,9501,4261.2,18587.1,1540.2,7215.9,25557.1,25941.7,5672.3,5774.4,200902.3,219825.7]
[1983,22506.7,3939.9,38901.4,8049.4,12665.6,3703.4,3721,6951,2012.5,4944,2880.1,1190.2,890,2061.2,3753.5,2602.7,2524,36285.5,133654.2,37219.8,10109.6,4719.4,20820.7,1814.6,8562.1,27077.1,27287.3,7336,6494.5,226781.3,249429.2]
[1984,21916.2,4086.4,46725.4,9182.4,14662.8,4345.6,4408.8,8057.6,2465.3,5887.8,3529.3,1588.5,1159.8,2389.4,4910,2994.2,3197.7,38303.2,145859.1,39950.6,10992,5524.2,21637.7,2186.1,10160.3,27952.5,28750.8,9210.2,7436.7,250624.1,275960]
[1985,23219,4291.9,50145.1,9684.5,15430.1,4546,4641.3,8895.2,2640.1,6420.6,4286.8,1646.9,1175,2584.6,5490.8,3094,3841.9,40351.7,158633.7,42322.5,11449.5,6746.3,23662.2,2400.6,12059.8,29394.8,30204.7,11492.6,8469.6,270872.5,297867.9]
[1986,24430.5,4481.9,58433.7,10288.7,17577,4974.4,6859.6,9327.9,2693.1,7517,4623.1,2295.6,1684.6,3164.4,5955.8,4107.8,4871.4,41790.3,175457.3,47961.7,12187.2,7778.3,25620.1,2664.5,14274.6,31154.7,31826.8,12545.7,9498.1,302042.1,332131.6]
[1987,23365.6,4434,70309.4,10878.9,20304.5,5795.6,5514.7,11388.7,3102,9027.7,4592,3268.1,2415.5,4211,7302.2,5164.3,5473.9,45980.6,196948.2,53964.7,13465.7,9876.7,27854.1,3144,17658.3,33077.5,33320.1,13424.7,10517.1,339509.4,374950.7]
[1988,25558.5,4383.2,79889.2,11566.9,20369.7,6884,7592.6,13295.8,3688,10059.1,4919.8,3954.7,2978.8,4727.3,8791.8,5704.3,6022.8,49796.1,221859.9,60207.7,14928.5,12813.1,31084.6,3674.2,21087.6,35428.4,34994.3,14924.8,11639,380771.8,420444.2]
[1989,25520.6,4212.3,83467.8,11829.8,19241,7866.4,7043.9,14150.7,4110.1,11021.2,5994.3,4012,3017.5,5275.6,9290.4,5789.2,6731.6,55931,242734.4,64747.8,15887.5,14816.7,33935.6,4361.8,24122.8,37985,36846.7,16148.7,13091.8,407810.5,450569.1]
[1990,24082.6,3850.8,93025.2,12019.6,19501.5,7527.7,3769.8,17072.9,5420,12248.4,7134,4654.1,3500.4,6014.9,11802.7,5907.1,7860.6,69256.2,265754.2,70328.4,17311.6,16289.6,37183.6,5184.8,27562.6,40712.5,39012.2,17603.4,14393.9,447544.5,495738.2]
[1991,24852,3923.6,106444.6,13231.3,19015.1,8192.3,12726.1,17601.8,5975.3,13096.5,8680.2,4990.9,3695.1,7335,13725.6,6200.2,8730.1,77288.5,293738.1,76701.6,18751.3,18932.3,41386.8,6152.2,32003,43677.4,40690.9,19486.4,16014.3,497101,549649.6]
[1992,27085.9,3464.6,113153.9,13497.5,18321.3,8656.5,14620.3,20065.7,6505.9,14241.6,7448.1,5368,3974.2,7432.6,15883.2,5899.1,9844.5,76002.9,317346,80751.3,20014.4,21389.5,45460,7024.7,35621.9,46759.3,42509.6,21057.7,17421.4,530136.2,584561.1]
[1993,25940.7,3451.6,121346.1,14004.6,16611.1,8720.3,18213.1,21420,6576.3,14560.8,9891.7,6138.3,4524.2,8169.6,18021.7,5957.6,11105.1,82761.3,343889.9,86168.8,20566.6,25141.1,49895.4,7991.8,38949.6,49923.9,44223.6,22657.3,19012.9,568756.7,625449.5]
[1994,25969.3,3801.9,135791.3,14875.5,16743.3,9903.8,12860.4,25830.5,6874.1,15310.2,11401,7492.1,5458.4,10344.3,21638.3,5994.7,12590.2,86571.3,376247.6,93070.8,22210.8,28024.5,54794.1,9666,43602,52597.7,46208.5,25057.8,21623.1,620826.2,684065.6]
[1995,27746.3,3739.6,153983.2,15172.6,16037,10328,13513.2,29414.4,6436.8,17600,13329.6,9839.1,6391.4,13899.1,24029.2,5942.9,13487.8,91158.3,410290.1,99847.4,24328.2,31873.7,60061.8,11376.5,48594.7,54796.7,48134.4,27149,24098.4,681182.7,750665.5]
[1996,28823.8,3725.2,167589.4,16028.6,16085,10347,16900.6,31282.4,7216,18192.5,15453.4,10546.5,7583.7,16072.8,27902.5,6091.8,14970.4,97044.6,443385.8,106388.8,26311.5,33684.6,65997,13780.8,53332.1,58449.4,49877.2,28367.9,26536.8,735303.5,810646.9]
[1997,30064.9,3673.9,177929.8,16280.5,16503.2,10851.9,31176.5,32570,7095.2,18444.8,16323.1,10895.1,8287,16419.1,29624.5,6104.5,16411.9,97920.6,476377.2,110389.1,28945.3,34791.8,73881.2,15961.8,59245.7,61972.5,51431.7,30631.8,28741.2,782149,861573.3]
[1998,27786.8,2986.9,164905.5,15163.3,14421.9,9259.6,28822.1,32466.5,5522.2,16714.8,14330.3,13803,7667.8,10686.4,21988.1,5187.4,16576.3,86708.9,467020.5,100899.4,27444.8,33169.2,80411.6,16796.9,54384.5,64368.5,51114.3,29543,26924.9,746766.5,819020.8]
[1999,29222.7,3189.7,197154,15591.6,17764.4,10946,25986.4,37693,6764.4,18595.2,15982.9,17665.8,10356,14063.4,29000.9,6015.9,18366.1,80224.9,513656.8,117691.7,32050.8,35847.3,84371.4,21015.3,55675.2,67930.6,52770.1,31264.6,30085.1,830274.2,914168.6]
[2000,29266.3,3179.2,228534.4,16799.3,18771.2,11161,24386.1,40507.8,7619.4,20192.7,18826.7,23584.8,13460,17591,33873.7,6785.8,20430.8,76444.5,554190.1,127391.8,35761.8,35266.9,92042.2,27427.5,60922.3,68902.5,54388.9,31263.9,32903.3,905711.6,998289.1]
[2001,29374.1,3219.6,235201.5,16811.8,18764.1,10790.4,23883.8,43713.4,8070.5,21282,19019.8,25203.4,13554.5,17196.2,34354.6,6300.3,21676.7,80595.8,585737.2,134100.6,37642.8,38252.9,94546.1,32815.4,63534.6,70335.1,57435.5,30088,35778.1,947783.1,1045467.6]
[2002,28457.8,3205.9,256939.7,17717.6,19852.2,11864.7,22062.3,48469,8244.6,23130.1,20288.7,28772.1,15018.1,19754.2,37310.1,6509.1,23529.4,83640.8,635773.8,141938.3,39190.1,47364.1,97512.8,38383.5,70376.4,72634.2,61033.1,32270.5,39926.9,1023567.4,1126428.6]
[2003,26710.1,3287.2,269225.4,17468.4,18142.9,11747.9,22653.2,48633.1,8711.9,22950.2,22815.6,32586.7,16072.6,21693.2,38910.1,6650.8,24543,91105.2,651045.2,138354,39934.4,47168.5,100816.5,40947.2,76390.7,75210.8,64434,34443.1,39546.6,1056313.6,1161063.2]
[2004,28782.4,3196.6,296519,17862.2,17295.1,11444.3,25724.5,53632,8856.1,25315.6,25606.1,39467.6,17099,23935.4,42650.5,6301.1,26251.7,92890.2,672212,138712.9,42242.2,47101.8,104934.6,44762.5,79785.5,78055.6,66790.7,36724.6,39264.7,1111882.1,1221248.5]
[2005,28957.7,3129.2,311370,17823.8,17476,11525.1,24313.5,54810.7,8813.5,25314.4,28554.5,43604.5,18297.4,25605.1,46062.2,6635.2,28195,93000.4,703074.7,141427.1,43950.6,50239.4,110054.4,49132.5,83431.5,81402.5,68777.4,39356.7,40703.2,1160377,1274473.4]
[2006,29652.1,3094.8,335392.9,18052.8,18264.5,11946.9,24169.2,57650.6,9084.6,24447.4,29841.8,50382.4,19528.8,28178.9,52987.6,7240.9,29133.7,93851.9,737213.2,146941.4,46069.9,52567.2,114647.6,51616.4,89023.9,84818,72214.6,41969.5,43321.1,1222059.4,1341319.6]
[2007,31171.8,2880.2,361880.9,18413.5,18841.9,12072.6,21685.5,61695.6,9473.1,25465.9,32403.3,57822.5,20818.9,30921.8,58813.2,8007.9,30339.9,96249.5,780807.4,155238.2,49401.2,59163.5,117485.5,53454.3,96246.3,87551.7,74783.3,45796.6,46286.8,1297657.2,1419679]
[2008,33227.1,2877.3,373880.9,18873.6,19544.9,12461.3,21650.5,62834.9,9843.7,23431.8,29535.4,62337,21184,33161.6,64789.6,8435.7,31844.5,93132.1,810693.9,158341.2,52250.4,62884.3,121835.8,55484.1,101188.1,89821.8,77555.9,47690.3,47651.4,1341154.9,1462331.9]
[2009,34759.1,2811,367654.2,18436.6,18405.2,13039.8,18205.1,65183.1,9948.6,23388.4,26842.4,66199.8,22199.5,30725,55786.2,8331.7,33635.3,94542.3,824841.2,158212.9,50205.4,66530.7,123017.7,57397.6,101711.9,93531.8,78420.4,51542.4,47996.7,1352852.5,1474321]
[2010,33496.1,2529.9,419224.3,18622.5,20615.7,13644.8,18034,73476.9,10711.5,27304.8,30144.4,78670,26466.8,37282.3,63217.3,8841.2,35171.1,91097.9,866598.2,169052,57341.1,68608.7,123826,59488.8,109256.6,96575.9,79866.2,55162.7,50578.1,1446670.7,1577253.1]
[2011,33149.3,2209.3,440818.6,18483.9,20825.4,13772.4,18747.3,75415.6,10719.6,28321,31270.4,85695.6,26708.5,39649.5,69131.7,9413.4,35654.8,86751.9,899788,176931.5,60348,70258.5,127562.6,62558.5,113717.3,99459.6,82041.2,59046.1,50657,1499368.5,1635422.7]
[2012,32985.3,2128.1,448531.4,20074,22173.4,13741.9,16605.1,75296.6,10402,27360.6,33806.7,89417.3,27482.6,41040.3,68491.2,10140.8,36611.7,86422,930435.6,183975.3,64082.9,73756.9,128315,64845.8,116234.4,103020.8,83657.3,63430.1,50910,1538317.5,1677087.8]
[2013,34373.9,2222,464238.7,21970.8,22986.3,13710.6,15929.5,78470.1,11007.4,28058.8,33267.6,95241.5,28630.9,42068.2,69328.4,10764.7,36148.6,90259.8,963220.4,190955.8,65562.1,76790.7,128856.1,68187.6,124015.9,105566.8,85699.6,67562.6,51311,1591988.6,1732287.4]
[2014,36128,2229.1,479768.7,22712.7,23350.9,14204.7,16136.6,79656,10978.2,29792.6,35509.6,100144.6,29560.9,42998.2,69397.7,12071.7,37427,91965.3,992236.3,193601,67136.3,81353.6,133278.9,69211.5,130492.2,108619,86197.5,72567.4,51038,1641589.4,1787974.9]
[2015,36036.3,2025,488241.1,23139.1,21682.8,14209.8,16050.6,82686.1,11583.4,29914.6,38372.5,103762.9,28382.7,43174.1,68447,13008.9,39951.5,97544.2,1023285.5,199430.6,68979.6,87194.8,136409.3,70108.5,137232.7,111737.1,86635.7,76073.7,50425.2,1688389.2,1840189]
[2016,33666.1,2166.6,498368.6,23333.6,19597.2,15159.5,16191.2,84722.7,12185.3,29913.7,38399.1,113271.4,26721.9,41717.5,69149.5,12589.3,39796,107972.6,1058132.4,205088.4,69837.2,88582.6,142830.9,74395,142039.6,114482.9,87578.7,81842.3,52496.4,1740195.6,1898551.1]
[2017,34086.7,2069.4,519574.2,24369,19911.2,14368.8,15805.6,87698.8,13524.4,30533.3,38521.7,121002.6,29781.5,49983,64497.3,13819.5,42051.9,115097.7,1088065.8,209812.4,72165.8,92106.1,147477.3,77209,144384.7,117515,88424.4,87350.7,52462.7,1801130.9,1963732]
[2018,33822.7,1908.8,537180.9,25174.3,18966.1,14550,14134.5,89284.5,13530.1,29564,38038.5,135656,31570.6,50026.9,63936.4,14291,41538.4,112698.1,1133652.7,215947,75569.3,97218.3,152402.8,81242.5,150910.8,121394.9,90659.2,94719.3,54447.1,1861421.1,2026102.4]
[2019,34808.6,1794.5,539843.1,26389.3,17681.3,14352.5,11161.8,88822.1,12785.7,29955.8,37716.3,142235.7,31970.4,49502.4,64434.4,12897.8,43128.9,110743.8,1176689.5,224177.1,77008.3,100167.6,155441.6,85575.8,156315.5,126186.1,91935.7,104355.6,56331.6,1907157.6,2072982.4]
[2020,32481.6,1737.2,529030.9,27177.1,17192.9,14214.2,2772.5,89201.8,12317.5,29103.3,35444.8,150007.9,31874.6,49295,57778.6,12650.8,45605.3,110255.4,1171665.8,214871.3,66603.8,110016.4,161030.1,89215.3,156652.6,129850.9,90436.1,106034.6,46954.8,1890776.2,2058466.5]
[2021,33598.5,1974.8,563294.8,28567.3,16742.5,14383.3,8174.8,91237.4,12335.2,27581.1,30688.3,169273.3,35120.2,55209.3,61376.6,12605.5,46403.2,109318,1222603.2,219693.4,73634.5,117411.7,163741,97513.5,159603.6,134868.3,95484,112370.6,48282.6,1977192.5,2153422.9]
[2022,33866.3,1785.3,577227.8,31958.6,16834.2,14358.6,9017.9,92238.3,11818.9,22710.4,26841,180095.3,36963.8,58725.4,68141.7,12186.5,48020.4,110254.8,1269070.6,231974.4,82748.1,120645.5,160447.8,99786.9,163453.3,139003.2,98708.1,119255.3,52244.1,2040141.2,2212158.9]
[2023,32972.5,1808.5,587008.9,31471,16220.9,13639.5,9022.3,92387.9,11011.9,22845.3,26710.2,189701.8,36989.9,56374.4,75249.9,11533.1,46648.8,113617.9,1295453.4,228939.2,92818.6,121705.1,160758.7,100881.1,166386.4,142043.4,99515.9,124697.3,56119.8,2079116.3,2243220.4]
["자료: 한국은행",{"$nulls":16},"Source: Bank of Korea"]

{"sheet":"Ⅶ-3","index":98,"n_rows":53,"n_cols":15,"rows_kept":53,"cut":false,"hidden":false,"merged":[[51,0,51,6],[2,0,5,0],[2,3,2,5],[2,8,2,12],[3,8,3,9],[5,2,5,6],[5,8,5,13],[50,0,50,6]],"flags":["formulas_cached_only"]}
["3. 수송시설 및 설비 Transport Facilities and Equipments"]
[]
[null,"도로연장","자동차",{"$nulls":4},"철도키로","차량보유",{"$nulls":4},"항공기","선박"]
[null,"Length of Roads","Motor Vehicles","승용차","승합차","화물차","특수","Railway","고속차량",null,"기관차","동차","전동차","Aircraft","Vessels"]
[null,null,null,"Passenger car","Bus","Truck","Special",null,"KTX","SRT","Locomotive","Diesel\nRail Car","Electric\nRail Car"]
[null,"km","대(Each)",{"$nulls":4},"km","대(Each)",{"$nulls":5},"천톤(Thousand tons)"]
[1981,50336.408,571754,267605,50595,243828,9726,0,0,0,0,0,0,89,4958.813]
[1982,53935.586,646996,305811,66326,263939,10920,0,0,0,0,0,0,97,5649.529]
[1983,54599.566,785316,380993,87282,304158,12883,0,0,0,0,0,0,94,6139.323]
[1984,51003.726,948319,465149,108018,360364,14788,0,0,0,0,0,0,99,6501.206]
[1985,52264.133,1113430,556659,128309,412739,15723,0,0,0,0,0,0,103,6662.377]
[1986,53653.721,1309434,664226,154627,472601,17980,3113.4,0,0,571,138,453,107,6654.86]
[1987,54688.65,1611375,844350,200456,546450,20119,3129.9,0,0,575,130,490,121,6513.77]
[1988,55778.425,2035448,1117999,259600,635445,22404,3148.8,0,0,576,181,520,136,7239.265]
[1989,56480.531,2660212,1558660,323402,768943,9207,3120.4,0,0,579,194,560,166,7305.956]
[1990,56714.687,3394803,2074922,383738,924647,11496,3091.3,0,0,585,200,560,178,7114.622]
[1991,58088.238,4248000,2727852,427650,1077467,15031,3091.3,0,0,595,197,626,186,7273.798]
[1992,58846.683,5231000,3461057,483575,1261522,24846,3092.4,0,0,598,339,668,185,6910.502]
[1993,61295.834,6274000,4271253,527958,1448634,26155,3097.9,0,0,589,477,785,189,6378.725]
[1994,73833.116,7404347,5148713,582069,1644646,28919,3101.2,0,0,582,503,915,216,6497.337]
[1995,74237.403,8468901,6006290,612584,1816582,33445,3101.2,0,0,580,495,1120,242,6332.214]
[1996,82342.421,9553092,6893633,663011,1962564,33884,3120.4,0,0,583,511,1268,254,6992.646]
[1997,84968.381,10413427,7586474,719127,2072256,35570,3118.3,0,0,586,595,1408,266,6756.082]
[1998,86989.727,10469599,7580926,749320,2104683,34670,3124.7,0,0,586,603,1707,255,5242.968]
[1999,87534.269,11163728,7837206,993169,2298116,35237,3118.6,0,0,582,616,1717,257,6051.819]
[2000,88775.021,12059276,8083926,1427221,2510992,37137,3123,0,0,563,615,1684,267,6152.794]
[2001,91396.411,12914115,8889327,1257008,2728405,39375,3125.3,0,0,563,615,1672,280,6592.755]
[2002,96037.098,13949440,9737428,1275319,2894412,42281,3129,0,0,579,610,1662,291,7637.549]
[2003,97252.784,14586795,10278923,1246629,3016407,44836,3140.3,340,0,575,606,1858,287,7447.867]
[2004,100277.793,14934092,10620557,1204313,3062314,46908,3374.1,920,0,587,602,1824,290,8512.691]
[2005,102293.149,15396715,11122199,1124645,3102171,47700,3392,920,0,587,592,1850,294,10068.379]
[2006,102060.947,15895234,11606971,1105636,3133201,49426,3392,920,0,590,576,2086,324,11128.156]
[2007,103339.93,16428177,12099779,1104949,3171351,52098,3399.1,920,0,574,566,2086,418,13927.285]
[2008,104236.096,16794219,12483809,1096698,3160338,53374,3391.2,920,0,567,524,2088,447,14707]
[2009,104983.285,17325210,13023819,1080687,3166512,54192,3377.9,920,0,514,500,2184,478,13916]
[2010,105565.078,17941356,13631769,1049725,3203808,56054,3557.3,1110,0,509,471,2287,514,14266]
[2011,105930.869,18437373,14136478,1015391,3226421,59083,3558.9,1110,0,498,444,2344,550,13671]
[2012,105702.963,18870533,14577193,986833,3243924,62583,3571.8,1160,0,519,397,2381,590,13060]
[2013,106413.541,19400864,15078354,970805,3285707,65998,3587.8,1160,0,495,303,2449,623,13585]
[2014,105672.711,20117955,15747171,947012,3353683,70089,3590,1160,0,509,204,2458,655,13918]
[2015,107526.581,20989885,16561665,920320,3432937,74963,3873.5,1380,0,492,201,2410,724,13392]
[2016,108779.551,21803351,17338160,892539,3492173,80479,3978.9,1420,100,483,178,2546,761,13067]
[2017,110091.284,22528295,18034540,867522,3540323,85910,4077.7,1530,100,456,150,2558,793,12705]
[2018,110714.298,23202555,18676924,843794,3590939,90898,4073.9,1530,100,440,150,2569,835,11697]
[2019,111313.953,23677366,19177517,811799,3592586,95464,4087,1530,100,429,121,2562,853,12699.7]
[2020,112977.105,24365979,19860955,783842,3615245,105937,4093.2,1560,100,418,121,2627,826,12699.7]
[2021,113404.825,24911101,20410648,749968,3631975,118510,4131.2,1644,100,401,121,2566,807,14391.6]
[2022,114314.392,25503078,20952759,723961,3696317,130041,4131.2,1644,100,395,80,2699,818,16872.172]
[2023,115877.592,25949201,21390202,694574,3726400,138025,4147.7,1644,100,383,41,2948,838,20023.108]
["주 1) 자동차 대수는 이륜차 제외",{"$nulls":6},"Note: Excluding the two-wheeled vehicles"]
["   2) 2015년 까지의 여객수송실적은 일반열차와 광역전철 여객수송실적의 합으로 계산되었으나 2016년부터 철도통계의 개편에 따라 여객수송실적은 "]
["    일반열차의 여객수송실적으로만 계산됨"]
["자료: 국토교통부, 코레일",{"$nulls":6},"Source: Minister of Land, Infrastructure and Transport, KORAIL"]

{"sheet":"Ⅶ-4","index":99,"n_rows":55,"n_cols":18,"rows_kept":55,"cut":false,"hidden":false,"merged":[[2,0,7,0],[2,1,2,9],[2,10,2,17],[3,1,3,9],[3,10,3,17],[7,1,7,9],[7,10,7,17]],"flags":["formulas_cached_only"]}
["4. 수송 실적  Transport Performance"]
[]
[null,"여객",{"$nulls":8},"화물"]
[null,"Passengers",{"$nulls":8},"Freight"]
[null,"공로1","철도2","지하철","해운",null,null,"항공",null,null,"공로3","철도","해운",null,null,"항공"]
[null,"Highway1","Railways2","Subway","Shipping","내항","외항","Aircraft","국내선","국제선","Highway3","Railways","Shipping","내항","외항","Aircraft","국내선","국제선"]
[{"$nulls":5},"Coastal","Oversea",null,"Domestic\nLines","International\nLines",null,null,null,"Coastal","Oversea",null,"Domestic\nLines","International\nLines"]
[null,"1,000명(Thousand persons)",{"$nulls":8},"1,000 M/T"]
[1981,8683130,441129,58326,9281,9230,51,4784,1555,3229,104256,48761,127527,22206,105321,226.6,17.6,209]
[1982,9259252,443570,89298,9658,9602,56,5345,1844,3501,108576,47437,134961,26454,108507,264.5,29.5,235]
[1983,9901324,469423,115623,9035,8979,56,6066,2363,3703,126403,50478,147271,29086,118185,309,43,266]
[1984,10200619,489061,292347,9438,9371,67,6811,2869,3942,143629,53661,188779,63043,125736,359.5,57.8,301.7]
[1985,10601047,503123,420168,8599,8534,65,7849,3467,4382,148699,55346,167189,34179,133010,400.6,67.4,333.2]
[1986,10932607,518955.871,685120,8800,8727,73,9031,4092,4939,168779,58237.757,191448,37625,153823,469.5,78,391.5]
[1987,11455784,525055.877,754815,8127,8028,99,10559,5101,5458,175283,59280.6,218755,40747,178008,564.9,92.8,472.1]
[1988,11905341,564239.756,916951,8974.319,8838,136,12649,6297,6352,184559,60737.444,246530,48041,198489,619,110.6,508.4]
[1989,11949830,584659.335,1007148,9044.776,8850,195,17235,8952,8283,199945,58670.136,258774,54874,203900,865.7,154.4,711.3]
[1990,12721877,644814.12,1186633,8496.362,8260,236,20690,11064,9626,215125,57922.289,283695,63914,219781,959.6,182.8,776.8]
[1991,12854212,679281.058,1422615,8819.252,8485,335,22524,12253,10271,245126,61215.004,339096,76124,262972,986.8,199.5,787.3]
[1992,12848750,716364.101,1546279,9070.985,8733,338,25812,14555,11257,266009,58768.446,371262,85589,285573,1078.8,241.6,837.2]
[1993,12117439,723056.625,1576040,8286.284,7990,296,27201,15550,11651,289450,60166.619,413068,96196,316872,1223.9,273.3,950.6]
[1994,11603575,729003.417,1603945,8280.085,7869,411,31482,18406,13076,345831,57865.909,471112,117694,353428,1418.5,306.1,1112.4]
[1995,11289507,790380.853,1693003,9097.217,8702,395,35612,21008.531,14602.751,408368,57469.339,533536,129112,404424,1613.466,322.719,1290.747]
[1996,11480422,819542.097,1728171,9935.978,9413,523,39559,23566.588,15992.455,426414,53526.971,582068,140948,441120,1782.336,351.364,1430.972]
[1997,10887456,832998.876,1855166,10462.895,9899,564,43237,25638.653,16598.273,499083.185,53827.826,632076.091,147045.854,485030.237,2018.393,387.319,1631.074]
[1998,10783922,829049.967,1838870,8814.79,8277,538,33608,19504.413,14104.367,408136,43344.82,589930.794,115178.828,474751.966,1834.299,363.548,1470.751]
[1999,10455862.157,823562.955,2015998.69,9856.866,9051.996,804.87,37895,21144.542,16750.1,401177,42080.967,655876.09,123692.958,532183.132,2112.703,393.275,1719.428]
[2000,10410069.47,837267.675,2235221.224,10700.674,9701.511,999.163,41967.169,22514.887,19452.282,496174,45240,701586.4,131987,569599.4,2383.4,434,1949.4]
[2001,9936125.538,850970.533,2527099.056,10414.814,9339.923,1074.891,42161.838,21811.334,20350.504,535725,45122,751454.1,140544,610910.1,2294.8,431,1863.8]
[2002,9783594.977,851715.501,2012386.388,10712.711,9459.844,1252.867,43965.144,21248.326,22716.818,584573,45733,777251.3,141706,635545.3,2509.8,433,2076.8]
[2003,9404763.93,894620.721,1982191.829,11715.117,10335.588,1379.529,42838.812,21379.524,21459.288,565456,47110,812935,145327,667608,2631.8,423,2208.8]
[2004,9169559.74,921222.97,2033411.224,12470.424,10648.224,1822.2,45823.588,18892.652,26930.936,518856,44512,849013.1,115636,733377.1,2978.1,409,2569.1]
[2005,8801839.544,950994.89,2020360.303,13205,11100,2105,46841.846,17158,29683.846,526000,41669,874346.4,119410,754936.4,2988.8,372,2616.8]
[2006,9108648.176,969145.101,2079960.979,13958.782,11574,2384.782,49889,17181,32708,529278,43341,927634.6,117805,809829.6,3208.5,355,2853.5]
[2007,9301809.834,989294.348,2090289.577,15184.32,12634.436,2549.884,53715.079,16847.87,36867.209,550264,44531,982602.5,120079,862523.5,3454.1,316,3138.1]
[2008,9708410.188,1018977.063,2141871.594,16696.238,14162,2534.238,52331.41,16990,35341.41,555801,46806,1021657.3,126964,894693.3,3251.4,254,2997.4]
[2009,9724316.103,1020318.98,2181346.205,16957.421,14868.404,2089.017,51574.629,18061.073,33513.556,607480,38898,968330.6,120032,848298.6,3141.5,269,2872.5]
[2010,9498586,1060941,2273087,17068.9,14308,2760.9,60276.9,20216,40060.9,619530,39217,1090418.3,124225,966193.3,3588.9,262,3326.9]
[2011,25943079,1118621,2358758,16925.6,14266,2659.6,63629.5,20981,42648.5,1439625,40012,1195154,125588,1069566,3519,281,3238]
[2012,25982998,1149340,2410931,17418.7,14538,2880.7,69304.6,21602,47702.6,1554510,40309,1227595,119057,1108538,3474,265,3209]
[2013,26327678,1224820,2476394,18800.2,16063,2737.2,73339.9,22353,50986.9,1546407,39822,1241065,117860,1123205,3499,253,3246]
[2014,26678513,1263472,2526167,16917,14271,2646,81427,24648,56779,1512700,37379,1302561,117920,1184641,3694,283,3411]
[2015,27193794,1269417,2522900,17998,15381,2617,89414,27980,61434,1761291,37094,1345393,128611,1216782,3806.553,288,3519]
[2016,28090714,1449534,3572127,18200,15423,2777,103914,30913,73001,1799565,32555,1385824,143227,1242597,4074,293,3781]
[2017,28192366,1490319,3604712,19638,16910,2728,109362,32406,76956,1854011,31670,1455076,142587,1312489,4322,290,4032]
[2018,28409618,1521590,3618352,17605.5,14625.5,2980,117525.6,31600.6,85925,1895685.967,30915,1526252,120327,1405925,4442,273,4169]
[2019,28649339.4,1570415,3705150,17554,14585,2969,123367,32981,90386,1847241,28664,1536557.6,107408,1429149.6,4275,259,4016]
[2020,25361540.5,1122872.1,2677582,10771.6,10602.8,168.8,39403.9,25164,14239.9,1788916.7,26277,1387740.6,111513,1276227.6,3252.8,181.8,3071]
[2021,30168830.445,1170748.511,2759947.98,11464.345,11464.345,0,36356.364,33147,3209.364,1848182.388,26779.766,1467700,115125,1352575,3625,205,3420]
[2022,31954532.16,1362258.85,3112596.53,13991.45,13991.45,0,55828.22,36328.3,19499.92,1785561.668,23623.473,1429674.476,122032.025,1307642.451,3549.793,229.357,3320.436]
["1. 2011년부터 승용차 통계 포함",{"$nulls":9},"1. including car from 2011"]
["2. 기존 여객수송실적은 일반열차와 광영전철의 합으로 계산되었으나 2016년부터 철도통계의 개편에 따라 일반열차 여객수송실적으로만 계산 됨.",{"$nulls":9},"2. Since 2016, Railways including only regular trains excluding metropolitan railway"]
["3. 비영업용 화물차 포함",{"$nulls":9},"3. Including non-business trucks"]
["주: 원 자료 제공기관의 자료 공표시차 발생에 따른 최근 통계 미수록",{"$nulls":9},"Note: Due to discrepancies in data disclosure of original providers, recent statistics no included"]
["자료: 국토교통부, 코레일",{"$nulls":9},"Source: Minister of Land, Infrastructure and Transport, KORAIL"]

{"sheet":"Ⅶ-5","index":100,"n_rows":37,"n_cols":15,"rows_kept":37,"cut":false,"hidden":false,"merged":[[3,0,6,0],[3,2,3,9],[3,10,3,14],[4,2,4,9],[4,10,4,14]],"flags":["formulas_cached_only"]}
["5. 업종별 보일러 보유 현황 Number of Boilers by Sector"]
[]
["단위: 대",{"$nulls":13},"Unit: Each"]
[null,"합계","산업용",{"$nulls":7},"난방용"]
[null,"Total","Industrial",{"$nulls":7},"Heating"]
[null,null,"소계","음식료품","섬유 및 피혁","나무 및 종이제품","화공","비금속광물제품","1차금속","기타","소계","아파트","공공건물","목욕탕","건물 및 기타"]
[null,null,"Subtotal","Food Beverage","Textile & Leather","Wood & paper\nProducts","Chemicals\nPetroleum\nProducts","Non-metalic\nMineral Products","Metals & Metal\nProducts","Others","Subtotal","Apartment","Public Building","Bathhouse"," Building &\nOthers"]
[1994,39566,15134,2948,3397,1019,3078,781,2465,1446,24432,4596,6063,2627,11146]
[1995,40322,15156,2839,3315,1002,3099,771,2505,1625,25166,4811,2454,2355,15546]
[1996,43571,16489,3032,3538,1073,3372,846,2750,1878,17082,5045,2645,2475,16917]
[1997,41223,16203,2852,4226,1283,3104,647,2367,1724,25020,5152,2389,2098,15381]
[1998,40343,16093,2787,4023,1221,3085,678,2341,1958,24250,4736,2373,1995,15146]
[1999,40541,15636,2752,4094,1224,3133,686,2370,1377,24905,4725,2488,1958,15734]
[2000,40073,15430,2516,4050,1152,3157,661,2416,1478,24643,4558,5989,1821,12275]
[2001,39678,15893,2295,3585,1016,3042,494,2587,2874,23785,4224,6159,1747,11655]
[2002,39805,15941,2295,3590,1019,3066,496,2582,2893,23864,4194,6206,1752,11712]
[2003,38627,15337,2190,3323,946,3033,468,2528,2849,23290,3926,6238,1737,11389]
[2004,36812,14949,2107,3123,976,2992,486,2487,2778,21863,3903,6140,1666,10154]
[2005,36768,14437,2092,2756,861,3012,420,2448,2848,22331,3457,6158,1579,11137]
[2006,35862,14208,2129,2511,819,3094,434,2542,2679,21654,3123,6093,1463,10975]
[2007,35495,14066,2162,2349,779,3121,426,2501,2728,21429,2910,6016,1382,11121]
[2008,39816,16330,2868,2442,810,3485,489,2574,3662,23486,2687,6558,1420,12821]
[2009,41217,17111,3097,2501,835,3620,507,2640,3911,24106,2573,6774,1420,13339]
[2010,40771,17207,3163,2453,817,3663,497,2646,3968,23564,2414,6655,1355,13140]
[2011,41213,17749,3290,2447,841,3902,537,2838,3894,23464,2327,6666,1297,13174]
[2012,41008,17987,3382,2415,819,3965,536,2849,4012,23030,2206,6531,1231,13062]
[2013,40882,18076,3437,2380,820,4017,514,2812,4096,22806,2091,6389,1166,13160]
[2014,41009,18348,3538,2319,824,4047,514,2792,4314,22661,1988,6294,1103,13276]
[2015,39654,18161,3575,2118,793,3964,508,2799,4404,21493,1805,6052,925,12711]
[2016,38342,17662,3536,1898,751,3850,491,2760,4376,20680,1711,5793,766,12410]
[2017,36982,17107,3580,1628,696,3759,465,2705,4274,19875,1585,5557,674,12059]
[2018,36940,17252,3676,1570,696,3811,465,2654,4380,19688,1549,5392,628,12119]
[2019,37209,17655,3846,1588,681,3847,467,2650,4576,19554,1501,5250,601,12202]
[2020,36988,17766,3930,1588,670,3813,467,2649,4649,19222,1441,5113,570,12098]
["주 1) 검사대상기준",{"$nulls":7},"Note 1) Inspection Facility Basis"]
["   2) 원자료 제공 기관의 통계 생산 중단으로 인해 최근 통계 미수록",{"$nulls":7},"       2) Due to discontinuation statistic production by the original data provider, recent statistics are not included"]
["자료: 한국에너지공단",{"$nulls":7},"Source: Korea Energy Agency"]

{"sheet":"Ⅶ-6","index":101,"n_rows":34,"n_cols":20,"rows_kept":34,"cut":false,"hidden":false,"merged":[[3,0,4,0]],"flags":["formulas_cached_only"]}
["6. 용량별 보일러 보유 현황 Number of Boilers by Capacity"]
[]
["단위: 대",{"$nulls":18},"Unit: Each"]
[null,"합계","0.5T/H 미만","0.5~1T/H","1~1.5T/H","1.5~2T/H","2~2.5T/H","2.5~3T/H","3~3.5T/H","3.5~4T/H","4~4.5T/H","4.5~5T/H","5~6T/H","6~7T/H","7~8T/H","8~10T/H","10~15T/H","15~20T/H","20~30T/H","30T/H이상 "]
[null,"Total"]
[1994,39566,3642,7255,5985,6518,2887,1498,2829,371,1300,170,2144,1001,784,956,1115,368,318,276]
[1995,40322,3164,7351,6052,6685,2970,1620,2963,406,1336,182,2300,1048,837,991,1201,384,352,480]
[1996,43571,3365,7935,6552,7242,3210,1781,3198,454,1436,191,2483,1117,902,1049,1306,410,391,549]
[1997,41223,4118,6366,4741,4913,3848,2076,3768,521,1616,220,2734,1217,986,1156,1420,430,457,636]
[1998,40343,3867,6256,4619,4825,3782,2053,3712,528,1565,241,2655,1212,941,1133,1400,426,470,658]
[1999,40541,3679,6437,4694,4988,3823,2066,3724,515,1542,216,2639,1195,942,1121,1421,431,453,655]
[2000,40073,3237,6372,4709,5011,3795,2081,3717,519,1518,218,2625,1212,951,1128,1444,427,444,665]
[2001,39678,2864,6356,4832,5140,3765,2094,3671,518,1471,232,2605,1130,932,1094,1408,435,427,704]
[2002,38805,2852,6379,4846,5164,3795,2111,3677,521,1473,236,2614,1131,928,1091,1415,437,426,709]
[2003,38627,2505,6173,4758,5120,4025,1729,3570,510,1431,228,2542,1121,892,1058,1371,446,430,718]
[2004,36812,2303,6017,4422,4835,3974,1646,3315,504,1366,241,2529,1180,890,1089,1010,441,440,710]
[2005,36768,5674,1859,5252,4687,1294,433,1762,4001,418,497,3312,747,220,1341,2379,1066,825,1001]
[2006,35862,1645,5368,4587,5306,3797,1958,3309,479,1305,222,2302,999,778,935,1278,418,416,760]
[2007,35495,1562,5184,4577,5479,4177,1684,3223,460,1264,217,2202,963,743,909,1248,421,410,772]
[2008,39816,1449,6635,6034,7265,4253,1641,3183,447,1200,213,2172,917,698,863,1211,434,412,789]
[2009,41217,1479,6752,6405,7693,4553,1681,3253,444,1203,206,2188,912,693,849,1221,451,414,820]
[2010,40771,1414,6439,6331,7699,4627,1658,3272,442,1196,206,2145,897,681,832,1209,462,420,841]
[2011,41213,1493,6172,6399,7861,4809,1708,3415,439,1179,213,2144,913,672,818,1206,473,423,881]
[2012,41008,1381,6008,6305,7840,4994,1694,3462,438,1155,214,2138,900,661,809,1199,466,441,903]
[2013,40882,1391,5817,6299,7835,4834,1938,3589,426,1155,208,2085,878,640,797,1190,454,443,903]
[2014,41009,1384,5747,6291,7956,5211,1714,3596,421,1146,211,2046,858,652,800,1177,452,439,908]
[2015,39654,1221,5267,6031,7774,5204,1654,3573,403,1131,207,1996,842,629,786,1140,446,423,927]
[2016,38342,1102,4958,5728,7504,5125,1634,3532,386,1142,198,1947,822,609,753,1102,439,414,947]
[2017,36982,1069,4728,5480,7253,5005,1592,3435,368,1135,187,1818,796,576,706,1044,427,403,960]
[2018,36940,1074,4671,5393,7263,5077,1565,3480,357,1155,190,1800,791,571,719,1039,421,408,966]
[2019,37209,1078,4746,5353,7298,5167,1545,3556,365,1175,189,1861,785,554,736,1022,411,407,961]
[2020,36988,1081,4713,5183,7230,5219,1490,3625,346,1195,186,1878,756,545,742,1017,411,405,966]
["주. 원자료 제공기관의 통계 생산 중단으로 인해 최근 통계 미수록",{"$nulls":10},"Note. Due to discontinuation statistic production by the original data provider, recent statistics are not included"]
["자료: 한국에너지공단",{"$nulls":10},"Source: Korea Energy Agency"]

{"sheet":"Ⅶ-7","index":102,"n_rows":50,"n_cols":16,"rows_kept":50,"cut":false,"hidden":false,"merged":[[3,0,4,0],[3,5,3,6]],"flags":["formulas_cached_only"]}
["7. 전도시 소비자 물가지수 All Cities Consumer Price Indices"]
[]
["2020=100.0",{"$nulls":14},"2020=100.0"]
[null,"총지수","식료품·\n비주류음료","주류 및 담배","의류 및 신발","주택·수도·\n전기 및 연료",null,"가정용품 및\n가사 서비스","보건","교통",null,"통신","오락 및 문화","교육","음식 및 숙박","기타상품 및 서비스"]
[null,"Total item","Food &","Alcoholic beverages","Clothing &","Housing water","전기·가스 및 기타연료","Furnishings & ","Health","Transport","운송 서비스","Communication","Culture &","Education","Food &","Miscellaneous goods"]
[null,null,"nonalcoholic beverages","& cigarettes","footwear","& fuels","Electricity, gas & other fuels","household equipment",null,null,"Transport services",null,"recreation",null,"accomodation","& services"]
[1981,25.442,"-","-","-","-","-","-","-","-","-","-","-","-","-","-"]
[1982,27.271,"-","-","-","-","-","-","-","-","-","-","-","-","-","-"]
[1983,28.204,"-","-","-","-","-","-","-","-","-","-","-","-","-","-"]
[1984,28.845,"-","-","-","-","-","-","-","-","-","-","-","-","-","-"]
[1985,29.555,20.757,22.291,32.936,31.233,35.844,44.31,36.279,27.743,14.265,156.966,64.869,17.446,21.445,33.696]
[1986,30.368,21.211,22.862,33.699,32.05,35.471,45.395,37.654,28.196,14.566,166.225,66.21,18.22,22.44,35.196]
[1987,31.293,21.866,23.172,34.89,32.831,35.862,46.891,38.951,28.717,14.824,169.102,67.614,19.265,23.427,36.218]
[1988,33.53,24.174,23.644,37.67,34.008,35.543,49.642,41.678,30.219,15.707,169.076,70.101,21.081,25.615,36.889]
[1989,35.441,25.661,24.838,42.61,35.431,35.053,53.007,42.927,31.186,16.253,150.886,71.912,22.991,29.5,36.973]
[1990,38.48,28.189,26.165,46.772,38.163,35.325,56.264,46.125,31.983,16.644,160.889,75.285,26.028,33.583,38.257]
[1991,42.071,31.287,27.088,49.376,42.434,38.148,59.372,49.061,35.498,19.343,155.19,78.064,28.75,40.163,40.533]
[1992,44.685,32.936,28.474,52.435,45.461,40.705,61.318,50.618,38.843,22.004,154.881,80.047,31.825,44.229,42.085]
[1993,46.831,33.932,30.157,54.185,47.894,42.165,63.283,52.047,42.15,25.418,153.997,83.472,35.123,46.703,43.775]
[1994,49.765,37.392,33.144,55.494,49.844,43.063,65.491,53.901,45.357,29.258,150.149,85.561,38.461,49.869,45.433]
[1995,51.995,38.524,33.88,56.425,51.961,43.992,66.74,56.846,48.184,32.169,146.66,88.673,43.581,52.614,46.899]
[1996,54.555,39.686,36.979,57.093,54.438,47.255,68.03,59.461,51.774,35.416,146.049,92.124,48.487,55.56,49.636]
[1997,56.977,41.266,39.396,58.048,57.201,52.286,68.291,61.915,56.769,37.665,141.784,92.945,51.973,57.498,51.898]
[1998,61.258,45.433,41.917,60.371,61.379,65.478,72.25,65.183,66.33,44.56,141.54,96.121,53.862,60.379,56.584]
[1999,61.756,47.497,44.635,61.405,59.517,62.49,71.333,66.14,67.852,45.654,140.843,96.077,54.563,59.849,55.365]
[2000,63.151,47.894,45.005,62.318,61.707,70.691,69.548,71,70.871,48.074,137.593,95.086,57.321,60.375,56.062]
[2001,65.719,50.336,47.243,64.161,65.378,77.988,70.852,79.076,73.665,51.607,133.247,94.746,59.928,61.431,58.299]
[2002,67.534,52.759,50.75,66.165,67.172,73.825,71.531,78.644,74.397,53.474,127.25,95.324,63.282,63.509,60.219]
[2003,69.908,55.212,52.164,68.497,70.024,77.458,72.985,80.401,77.396,57.616,120.681,95.713,67.022,65.833,61.728]
[2004,72.418,59.67,52.757,68.716,72.302,81.628,73.518,81.555,80.107,60.6,118.8,95.633,70.737,68.309,62.975]
[2005,74.413,61.523,60.594,69.406,73.678,86.569,73.941,83.36,84.129,65.496,116.621,95.728,73.717,69.949,63.877]
[2006,76.081,61.846,60.472,71.262,75.791,93.329,74.095,85,88.02,67.64,115.125,93.454,77.28,71.307,67.198]
[2007,78.01,63.394,60.72,73.165,77.485,95.616,76.03,86.48,91.153,72.269,112.812,91.843,81.9,72.63,70.514]
[2008,81.656,66.532,61.043,75.039,80.85,103.552,79.376,88.147,99.173,73.928,111.179,93.199,86.373,76.11,76.876]
[2009,83.906,71.573,61.735,78.839,81.753,102.931,82.894,90.064,95.661,75.15,110.994,95.362,88.535,79.03,82.14]
[2010,86.373,76.162,61.987,81.153,83.695,106.972,83.185,91.64,100.348,76.568,109.981,96.199,90.539,80.874,85.027]
[2011,89.85,82.363,62.468,83.852,87.475,113.854,86.269,93.252,107.373,78.993,108.203,97.714,92.101,84.331,87.776]
[2012,91.815,85.626,63.402,87.862,91.499,119.674,88.743,94.106,110.852,84.066,105.419,97.964,93.406,85.342,84.908]
[2013,93.01,86.36,64.46,90.431,94.735,124.907,88.98,94.443,110.267,86.522,105.282,98.968,94.504,86.666,85.302]
[2014,94.196,86.612,64.413,94.06,97.451,129.539,90.872,95.108,108.496,88.222,105.217,99.392,95.893,87.923,87.932]
[2015,94.861,88.041,96.674,95.317,96.827,117.119,93.225,96.298,99.99,90.772,105.017,98.906,97.54,89.974,90.271]
[2016,95.783,90.073,97.338,97.029,96.038,104.299,94.673,97.247,97.775,93.449,105.105,100.729,99.135,92.232,93.378]
[2017,97.645,93.134,98.805,98.082,97.666,103.027,95.712,98.109,101.277,94.384,105.41,100.781,100.272,94.441,95.967]
[2018,99.086,95.717,99.063,99.169,98.354,100.249,97.875,98.058,103.727,95.191,104.507,101.272,101.645,97.292,96.533]
[2019,99.466,95.762,99.682,99.27,99.488,101.949,99.967,98.516,101.867,97.896,102.112,101.023,102.178,99.061,98.082]
[2020,100,100,100,100,100,100,100,100,100,100,100,100,100,100,100]
[2021,102.5,105.89,100.43,100.56,101.63,98.63,101.87,99.92,106.33,101.58,99.1,100.43,100.87,102.73,102]
[2022,107.72,112.15,102.62,103.71,107.19,115.65,106.78,100.76,116.68,103.79,100.02,103.29,102.23,110.53,108.27]
[2023,111.59,118.29,103.63,110.66,112.63,138.69,112.56,102.4,112.7,107.34,101.04,107.07,104.23,117.16,114.56]
["자료: 통계청",{"$nulls":8},"Source: Statistics Korea"]

{"sheet":"Ⅶ-8","index":103,"n_rows":51,"n_cols":18,"rows_kept":51,"cut":false,"hidden":false,"merged":[[3,0,6,0]],"flags":["formulas_cached_only"]}
["8. 생산자 물가지수 Producer Price Indices"]
[]
["2020=100.0",{"$nulls":16},"2020=100.0"]
[null,"총지수","상품",{"$nulls":4},"서비스"]
[null,"All Items","Goods",{"$nulls":4},"Services"]
[null,null,null,"농림수산품","광산품","공산품","전력, 가스 수도\n및 폐기물",null,"운송서비스","음식점 및\n숙박서비스","정보통신 및\n방송서비스","금융 및 보험서비스","부동산서비스","전문, 과학 및\n기술서비스","사업지원\n서비스","교육서비스","예술, 스포츠 및 \n여가관련 서비스","기타서비스"]
[null,null,null,"Agricultural, \nForest & \nMarine Products","Mining\nProducts","Manufacturing Products","Electric Power, Gas & Water Supply",null,"Transport","Food &\nAccomodation","Telecommuni-\ncation\n& Broadcasting","Financial & \nInsurance Activities","Real Estate Activities","Professional, scientific and technical activities","Business Services","Education","Cultural Activities \n& Amusement Activities","Other Services"]
[1981,47.31,55.57,22.42,22.41,55.57,53.5,"-","-","-","-","-","-","-","-","-","-","-"]
[1982,49.52,58.5,22.56,24.86,58.5,57.95,"-","-","-","-","-","-","-","-","-","-","-"]
[1983,49.61,58.28,23.23,25.57,58.28,56.64,"-","-","-","-","-","-","-","-","-","-","-"]
[1984,49.97,58.72,23.29,27.05,58.72,56.27,"-","-","-","-","-","-","-","-","-","-","-"]
[1985,50.41,58.57,24.62,28.48,58.57,56.27,"-","-","-","-","-","-","-","-","-","-","-"]
[1986,49.68,57.62,24.35,30.01,57.62,54.61,"-","-","-","-","-","-","-","-","-","-","-"]
[1987,49.9,58.07,24.14,31.88,58.07,52.75,"-","-","-","-","-","-","-","-","-","-","-"]
[1988,51.26,58.51,28.07,32.95,58.51,48.32,"-","-","-","-","-","-","-","-","-","-","-"]
[1989,52.01,59.31,29.03,33.68,59.31,45.3,"-","-","-","-","-","-","-","-","-","-","-"]
[1990,54.19,60.72,33.18,34.91,60.72,42.68,"-","-","-","-","-","-","-","-","-","-","-"]
[1991,56.74,63.05,37.11,37.96,63.05,43.28,"-","-","-","-","-","-","-","-","-","-","-"]
[1992,57.97,64.18,38.37,38.49,64.18,46.25,"-","-","-","-","-","-","-","-","-","-","-"]
[1993,58.85,65.07,39.03,38.47,65.07,46.89,"-","-","-","-","-","-","-","-","-","-","-"]
[1994,60.45,66.08,43.77,39.45,66.08,47.11,"-","-","-","-","-","-","-","-","-","-","-"]
[1995,63.27,69.31,45.44,39.44,69.31,48.8,59.07,49.95,53.44,84.47,92.88,65.36,33.56,73.75,"-","-","-"]
[1996,65.33,70.77,46.17,39.84,70.77,50.99,63.05,52.92,59.33,88.23,93.96,68.51,40.16,73.71,"-","-","-"]
[1997,67.8,73.08,47.02,40.46,73.08,53.48,66.57,55.28,62.8,90.79,93.39,71.65,45.29,78.55,"-","-","-"]
[1998,76.08,83.85,48.83,43.71,83.85,59.37,71.93,64.12,64.18,93.31,90.61,72.38,48.48,92.35,"-","-","-"]
[1999,74.5,81,53.77,44.27,81,58.91,70.71,63.87,64.94,94.45,97.65,70.42,47.58,80.82,"-","-","-"]
[2000,76.05,82.9,52.38,45.27,82.9,63.98,71.82,66.1,67.76,95.5,97.47,70.3,49.15,78.09,"-","-","-"]
[2001,75.68,81.07,54.3,45.83,81.07,68.5,72.66,67.69,72.35,96.28,93.3,71.42,51.32,75.32,"-","-","-"]
[2002,75.47,79.74,55.69,49.56,79.74,66.72,74.3,69.97,76.67,96.59,96.22,73.09,54.16,73.39,"-","-","-"]
[2003,77.11,81.11,58.88,50.21,81.11,68.58,76.04,72.67,76.67,96.1,96.45,75.51,57.34,71.92,"-","-","-"]
[2004,81.79,87.3,66.01,54.12,87.3,69.28,78.22,76.87,73.79,95.43,101.75,77.16,60.87,71.83,"-","-","-"]
[2005,83.53,90.05,63.59,57.83,90.05,69.84,79.29,77.92,73.41,95.42,107.04,77.83,63.13,70.94,"-","-","-"]
[2006,84.29,90.14,62.01,56.52,90.14,74.32,81.13,79.92,73.75,96.29,114.54,78.74,65.19,72.57,"-","-","-"]
[2007,85.5,90.86,63.7,60.42,90.86,76.73,82.99,81.99,73.95,96.83,122.46,80.43,66.91,73.95,"-","-","-"]
[2008,92.81,101.87,64.4,65.86,101.87,79.65,85.13,86.97,74.94,97.25,113.39,82.76,73.8,76.45,"-","-","-"]
[2009,92.62,100.08,70.01,72.24,100.08,83.78,86.03,88.47,75.82,98.07,108.19,84.85,76.11,77.21,"-","-","-"]
[2010,96.15,104.38,76.3,80.06,104.38,86.81,87.52,89.37,77.38,98.44,111.94,86.04,80.45,78.49,77.54,85.9,79.7]
[2011,102.6,113.77,81.98,81.77,113.77,91.75,89.65,90.4,82.48,98.38,114.81,87.85,83.05,80.57,80.17,87.65,82.68]
[2012,103.31,113.33,82.66,84.6,113.33,98.31,91.08,92.66,84.61,98,111.52,89.93,84.99,82.78,83.74,88.55,85.2]
[2013,101.66,109.94,77.72,86.59,109.94,103.6,91.34,93.32,86.04,97.2,105,91.61,85.02,83.75,86.87,89.9,86.7]
[2014,101.12,107.6,78.23,88.45,107.6,109.1,92.67,94.84,87.57,98.19,106.13,93.03,85.2,85.24,88.84,91.65,88.72]
[2015,97.06,100.35,80.04,88.76,100.35,101.94,93.8,94.27,89.42,99.39,106.79,94.38,87.25,87.25,90.72,93,90.26]
[2016,95.3,96.83,84.71,92.28,96.83,96.05,94.76,94.62,91.39,99.86,104.29,95.93,89.73,88.75,92.59,94.53,91.81]
[2017,98.58,101.46,90.15,96.86,101.46,97.54,96.1,95.62,93.54,99.92,105.06,97.3,92.6,90.37,93.92,96.26,93.96]
[2018,100.43,103.68,93.37,101.6,103.68,98.03,97.49,97.03,96.49,98.97,103.6,98.23,94.35,94.27,96.21,98.93,97]
[2019,100.46,102.64,91.26,102.33,102.64,100.33,98.68,98.85,98.94,98.64,99.59,99.01,97.78,97.07,98.23,100.04,98.74]
[2020,100,100,100,100,100,100,100,100,100,100,100,100,100,100,100,100,100]
[2021,106.38,110.42,108.14,106.49,110.42,100.56,102.32,103.17,102.52,101.31,106.33,101.04,103.14,101.56,101.55,101.06,101.86]
[2022,115.29,123.34,109.25,118.83,123.34,121.55,105.52,109.91,110.34,102.14,99.87,101.97,106.45,105.88,104.09,106.03,106.69]
[2023,117.11,122.16,112.55,131,122.16,140.85,108.13,110.69,117.19,103.5,99.22,103.03,108.85,108.69,107.06,109.99,113.74]
["자료: 통계청",{"$nulls":8},"Source: Statistics Korea"]

{"sheet":"Ⅶ-9","index":104,"n_rows":49,"n_cols":12,"rows_kept":49,"cut":false,"hidden":false,"merged":[[3,0,4,0]],"flags":["formulas_cached_only"]}
["9. 특수 분류별 생산자 물가지수 Producer Price Indices by Special Classification"]
[]
["2020=100.0",{"$nulls":10},"2020=100.0"]
[null,"총지수","식료품","식료품 이외","신선식품","신선식품 이외","에너지","에너지 이외","IT","IT 이외","식료품·에너지 이외","신선식품·에너지 이외"]
[null,"All Items","Foods","Excluding Foods","Fresh Foods","Excluding\nFresh Foods","Energy","Excluding Energy","Information\nTechnology","Excluding IT","Less Fresh Foods\nand Energy","Less Fresh Foods\nand Energy"]
[1981,47.31,27.12,52.06,12.38,49.45,34.29,48.47,"-","-","-","-"]
[1982,49.52,27.31,55.25,11.44,52.04,37.68,50.09,"-","-","-","-"]
[1983,49.61,27.64,55.14,11.92,52.05,36.29,50.69,"-","-","-","-"]
[1984,49.97,27.73,55.61,11.96,52.43,35.71,51.37,"-","-","-","-"]
[1985,50.41,28.8,55.53,13.06,52.71,35.93,51.87,"-","-","-","-"]
[1986,49.68,28.8,54.47,13.07,51.9,32.49,51.82,"-","-","-","-"]
[1987,49.9,28.42,55.04,12.85,52.18,31.35,52.37,"-","-","-","-"]
[1988,51.26,31.06,55.42,17.11,53,27.61,54.89,"-","-","-","-"]
[1989,52.01,32.19,55.85,18.62,53.57,25.89,56.21,"-","-","-","-"]
[1990,54.19,35.78,56.89,21.25,55.5,25.47,58.93,"-","-","-","-"]
[1991,56.74,38.67,59.14,26.13,57.73,26.5,61.76,"-","-","-","-"]
[1992,57.97,40.44,60.08,27.25,58.91,28.15,62.84,"-","-","-","-"]
[1993,58.85,40.98,61.03,27.09,59.88,29.39,63.63,"-","-","-","-"]
[1994,60.45,44.54,61.87,34.16,60.9,29.41,65.54,"-","-","-","-"]
[1995,63.27,46.14,64.93,33.98,63.93,30.92,68.59,285.58,51.83,"-","-"]
[1996,65.33,47.54,67.08,32.4,66.13,34.84,70.32,264.12,54.21,"-","-"]
[1997,67.8,48.76,69.72,35.9,68.52,41.1,72.13,241.13,57.04,"-","-"]
[1998,76.08,54.35,78.3,36.56,77.09,53.37,79.73,245.43,64.59,"-","-"]
[1999,74.5,56.76,76.03,39.07,75.33,51.46,78.21,227.85,63.54,"-","-"]
[2000,76.05,55.36,78.08,36.21,77.06,59.22,78.68,215.16,65.27,81.28,79.92]
[2001,75.68,56.7,77.48,37.96,76.62,63.25,77.73,187.15,66.51,79.97,78.84]
[2002,75.47,57.83,77.07,40.45,76.29,63.03,77.53,169.35,67.32,79.56,78.5]
[2003,77.11,60.36,78.57,44.94,77.81,67.7,78.75,155.62,69.8,80.54,79.59]
[2004,81.79,65.59,83.13,52.43,82.33,72.93,83.39,151.06,74.84,85.03,84.02]
[2005,83.53,65.08,85.17,50.37,84.21,78.99,84.53,142.46,77.12,86.43,85.33]
[2006,84.29,64.42,86.07,50.33,84.99,86.3,84.58,133.25,79.03,86.56,85.36]
[2007,85.5,66.09,87.22,54.13,86.14,89.65,85.57,124.6,81.37,87.45,86.26]
[2008,92.81,69.23,94.96,48.6,93.79,107.07,91.79,123.43,89.7,94.05,92.84]
[2009,92.62,75.19,94.06,57.69,93.32,100.15,92.32,121.69,89.68,93.88,93.11]
[2010,96.15,79.61,97.46,73.65,96.49,109.06,95.27,119.18,93.92,96.62,95.64]
[2011,102.6,85.08,104,73.38,103.09,124.84,100.98,116.87,101.08,102.33,101.48]
[2012,103.31,87.25,104.57,81.52,103.63,132.7,101.1,114.65,102.04,102.24,101.4]
[2013,101.66,85.39,102.94,72.05,102.14,133.48,99.25,111.84,100.51,100.41,99.73]
[2014,101.12,86.05,102.31,68.82,101.67,132.61,98.73,109.58,100.16,99.79,99.27]
[2015,97.06,87.28,97.84,72.02,97.48,110.25,96.1,108.04,95.81,96.84,96.54]
[2016,95.3,90.23,95.71,86.84,95.42,98.89,95.09,104.06,94.3,95.5,95.24]
[2017,98.58,94.22,98.94,90.49,98.71,105.76,98.1,105.22,97.86,98.43,98.24]
[2018,100.43,96,100.8,92.62,100.55,111.1,99.71,101.83,100.31,100.02,99.83]
[2019,100.46,94.96,100.9,87.19,100.68,111.41,99.71,99.46,100.59,100.12,99.94]
[2020,100,100,100,100,100,100,100,100,100,100,100]
[2021,106.38,105.88,106.41,101.89,106.44,111.3,106.01,103.36,106.74,106.03,106.09]
[2022,115.29,110.22,115.67,106.45,115.41,154.57,112.55,103.08,116.77,112.75,112.65]
[2023,117.11,115.63,117.2,116.63,117.1,162.92,113.92,101.36,119.02,113.77,113.88]
["자료: 통계청",{"$nulls":5},"Source: Statistics Korea"]

{"sheet":"Ⅶ-10","index":105,"n_rows":49,"n_cols":26,"rows_kept":49,"cut":false,"hidden":false,"merged":[[3,0,4,0]],"flags":["formulas_cached_only"]}
["10. 주요 에너지 제품별 생산자 물가지수 Producer Price Indices of Major Energy Product"]
[]
["2020=100.0",{"$nulls":24},"2020=100.0"]
[null,"무연탄","코크스","연탄","나프타","휘발유","제트유","등유","경유","중유","벙커C유","프로판","부탄가스","윤활유","그리스","아스팔트","재생유","액화\n천연가스","주택용 전력","일반용 전력","산업용 전력","주택용\n도시가스","일반용\n도시가스","산업용\n도시가스","증기","지역난방"]
[null,"Anthracite","Coke","Briquets","Naphtha","Gasoline","Jet oil","Kerosene","Diesel oil","Bunker B","Bunker C","Propane","Butane","Lubricants","Grease","Asphalt","WDF","LNG","Residential\nElectricity","General\nElectricity","Industrial\nElectricity","Residential \nCity gas","General\nCity gas","Industrial \nCity gas","Steam","District\nHeating"]
[1981,15.03,12.1,18.42,43.32,64.68,67.71,36.51,25.68,18.69,26.88,69.65,68.35,24.84,23.2,16.42,"-",0,"-",90.73,45.46,"-","-","-","-","-"]
[1982,17.3,13.5,20.96,39.26,69.51,71.03,41.87,29.46,20.48,29.07,70.07,68.73,24.84,23.27,18.24,"-",0,"-",96.95,49.53,"-","-","-","-","-"]
[1983,17.91,13.5,21.25,38.29,61.4,71.03,41.92,29.47,19.83,27.19,60.04,59.09,24.84,23.27,17.5,"-",0,"-",89.79,49.53,"-","-","-","-","-"]
[1984,18.45,13.5,21.25,41.18,60.39,71.03,41.72,29.32,19.35,25.97,60.23,59.11,24.84,23.27,17.25,"-",0,"-",87.79,49.53,"-","-","-","-","-"]
[1985,19.55,13.5,22.12,40.53,60.39,71.03,41.72,29.32,19.3,25.83,60.24,59.11,24.89,23.55,17.27,"-",0,"-",87.79,49.53,42.52,44.28,44.92,"-","-"]
[1986,20.84,13.98,23.48,24.3,53.4,59.75,35.04,24.75,15.93,20.35,44.58,43.79,24.11,23.18,14.41,"-",0,"-",79.64,49.28,42.52,44.28,44.92,"-","-"]
[1987,22.07,14.12,24.69,25.98,50.64,55.18,32.78,23.23,14.84,18.71,39.31,38.63,23.5,23.11,13.45,"-",0,"-",77.02,47.45,41.31,43.02,43.65,"-","-"]
[1988,23.3,14.12,25.75,20.96,39.3,42.74,26.44,18.83,11.7,14.1,28.49,27.95,23.43,22.83,10.19,"-",0,"-",69.95,43.52,26.96,28.07,28.49,"-","-"]
[1989,23.83,14.12,26.17,22.08,32.71,36.7,25.07,17.89,10.63,11.78,23.97,23.51,22.68,22.28,8.5,"-",0,"-",62.07,41.45,24.03,25.02,25.39,"-","-"]
[1990,23.83,14.12,26.17,30.06,32.89,40.97,25.73,17.89,10.61,11.73,24,23.55,23.44,22.99,8.5,"-",0,"-",57.66,38.91,26.15,27.22,27.62,"-","-"]
[1991,23.77,14.15,26.17,31.9,42.45,39.5,31.51,17.89,10.44,11.32,23.3,22.86,27.05,26.64,8.54,"-",0,"-",58.06,38.66,27.53,28.67,29.09,"-","-"]
[1992,23.77,14.41,26.17,29.76,49.65,34.74,32.52,19.58,11.06,11.55,23.73,23.3,27.05,26.64,9.48,"-",0,"-",62.1,41.17,30.21,31.46,31.92,"-","-"]
[1993,23.77,14.68,26.17,27.28,54.63,35.6,34.99,21.1,11.78,12.06,24.43,24,27.05,26.64,9.71,"-",0,"-",62.41,41.37,31.62,32.93,33.41,"-","-"]
[1994,23.77,14.66,26.17,24.06,52.49,30.68,34.16,22.24,12.88,11.99,23.89,23.45,27.05,26.64,9.84,"-",0,"-",62.41,41.37,32.24,33.57,34.06,"-","-"]
[1995,23.79,14.65,26.17,26.02,53.19,30.35,35.59,23.57,14.69,15.08,24.93,24.5,28.64,29.85,15.66,"-",0,86.78,64.39,42.72,32.94,34.3,34.81,"-","-"]
[1996,23.79,14.94,26.17,29.44,60.72,40.41,43.42,29.99,18.48,18.5,26.48,26.01,29.46,32.12,17.83,"-",0,87.54,65.43,43.4,34.03,35.44,35.96,"-","-"]
[1997,24.17,15,26.17,37.62,76.89,43.17,52.32,38.27,24.44,24.89,34.95,34.35,30.15,33.37,19.3,"-",0,90.07,67.33,44.68,38.97,40.58,41.17,"-","-"]
[1998,26.7,15.02,26.17,42.64,103.14,46.98,69.61,56.12,35.3,32.87,55.71,54.75,43.72,49.51,26.55,"-",0,98.58,73.8,48.92,55.77,58.08,58.93,"-","-"]
[1999,30.86,15.56,26.17,41.12,109.95,44.63,62.19,53.26,29.56,28.28,41.97,41.33,40.15,48.39,29.76,"-",0,98.58,74.54,49.58,50.44,52.52,53.29,"-","-"]
[2000,35.41,16.34,26.17,59.63,115.72,68.77,75.92,64.15,38.87,36.02,55.57,54.67,42.6,48.89,42.5,"-",0,99.12,78.61,53.34,61.29,63.82,64.75,52.83,"-"]
[2001,35.41,18.18,26.17,61.61,120.04,67.74,79.61,69.08,40.94,37.79,63.81,68.95,46.97,51.85,44.75,"-",0,101.83,80.58,55.51,75.49,78.6,79.76,57.33,"-"]
[2002,35.45,18.26,26.17,59,119.21,62.51,78.22,74.87,42.04,40.24,52.91,70.52,46.52,51.2,43.65,"-",0,101,80.58,55.51,65.13,67.81,68.8,59.39,"-"]
[2003,37.2,19.4,28.35,72.37,121.82,70.09,91.33,86.87,46.97,43.12,58.8,88.64,46.79,51.2,43.83,"-",0,98.22,79.04,56.77,71.61,74.57,75.66,61.3,"-"]
[2004,39.1,23.47,28.79,94.27,127.92,94.42,109.35,98.55,54.4,46.48,63.91,99.75,52.04,57.39,42.81,"-",0,95.72,76.63,56.88,75.65,78.77,79.92,60.19,"-"]
[2005,42.68,31.05,28.79,104.98,134.27,118.23,124.25,113.38,64.75,53.26,71.75,103.23,55.77,60.58,44.99,"-",89.93,95.26,76.17,56.88,78.06,81.28,82.48,65.19,82.74]
[2006,46.16,31.67,28.79,118.54,139.06,134.18,132.5,128.64,74.05,62.33,80.58,107.28,65.26,65.58,60.45,"-",96.65,96.88,76.85,58.7,93.53,97.39,98.82,74.75,89.76]
[2007,50.78,40.11,33.13,137.04,144.19,136.36,135.25,135.36,76.51,64.77,85.97,110.36,66.22,65,67.33,"-",95.34,98.11,78.68,61.72,97.66,101.69,103.17,73.36,91.18]
[2008,57.24,37.41,42.36,188.45,162.33,226.03,177.64,171.54,115.74,99.22,131.3,146.78,86.68,86.9,92.3,"-",83.17,98.11,76.23,62.9,106.14,110.53,112.15,110.56,99.53]
[2009,64.97,89.66,47.2,156.79,155.95,153.15,135.72,147.97,92.66,84.03,94.73,113.27,87.18,91.43,101.48,"-",107.72,101.26,77.32,69.27,117.08,121.92,123.7,103.21,107.41]
[2010,68.79,81.24,58.45,187.15,169.06,178.92,156.83,163.16,106.72,98.22,118.21,130.71,88.53,93.56,117.94,95.57,112.38,104.96,77.99,73.25,119.29,132.31,131.9,111.14,107.33]
[2011,73.09,103.94,58.45,232.02,212.57,237.41,207.01,209.34,137.76,128.88,142.92,162.43,107.44,111.19,136.24,118.39,126.78,106.63,79.73,77.48,130.86,143.34,143.87,129.49,105.46]
[2012,79.11,100.41,58.45,235.87,225.36,247.43,215.7,219.81,148.65,142.94,148.65,166.98,112.28,115.72,155.93,134.69,134.63,109.07,86.65,87.03,138.44,151.28,152.85,129.55,117.68]
[2013,79.24,102.57,58.45,224.16,213.4,231.98,204.69,205.43,140.86,127.07,143.81,160.22,109.67,106.9,151.86,128.75,130.46,113.24,94.89,94.5,144.13,157.25,159.59,109.42,123.2]
[2014,79.8,96.58,58.45,201.15,189.54,208.42,178.54,181.38,132.22,121.77,142.52,156.48,114.08,107.44,138.81,124.39,125.6,116.04,100,100,153.43,167.08,170.71,112.88,126.14]
[2015,79.29,82.69,58.45,123.39,125.35,133.62,114.5,117.3,96.18,87.64,96.54,107.16,111.19,106.6,89.2,106.4,100,114.27,100,99.5,126.33,131.54,133.46,108.3,126.14]
[2016,80.88,72.92,61.32,102.84,105.18,107.4,96.7,98.2,87.25,79.72,84.08,93.44,96.25,93.37,64.46,97.1,86.93,109.6,100,99.31,101.34,100.61,100.66,103.75,102.98]
[2017,86.81,95.83,72.19,124.86,124.03,129.13,113.55,117.38,103.24,96.97,105.25,111.42,94.52,92.02,92.38,101.03,94.46,102.72,100,100,105.23,105.33,106.24,104.63,100.17]
[2018,93.79,103.13,86.34,150.82,143.82,163.37,141.34,143.05,121.55,114.55,117.76,119.56,101.26,101.9,119.28,124.33,97.72,99.84,100,100,100.07,100.1,103.37,110.01,97.48]
[2019,100,100,100,136.47,136.78,157.54,139.12,139.73,122.43,119.37,105.24,105.12,100.06,99.18,125.56,111.58,101.39,100,100,100,104.33,105.32,110,113.46,99.28]
[2020,100,100,100,100,100,100,100,100,100,100,100,100,100,100,100,100,79.23,100,100,100,100,100,100,100,100]
[2021,100,95.42,100,165.69,154.87,147.73,138.68,146.83,125.91,121.29,131.87,133.76,129.02,129.94,135.99,130.15,90.84,98.26,97.75,97.98,93.54,91.83,114.85,112.24,98.56]
[2022,99.88,166.57,100,221.72,235.44,294.68,240.03,260.5,195.22,175.79,176.31,177.23,160.64,174.26,185.47,163.74,"-",107.11,111.61,111.83,110.7,111.26,211.66,178.79,112.02]
[2023,99.79,160.83,100,185.83,202,251.52,204.38,212.27,167.44,152.26,149.78,151.3,166.82,212.77,190.59,154.86,"-",130.26,144.77,147.09,137.84,141.67,190.04,162.12,144.11]
["자료: 통계청",{"$nulls":13},"Source: Statistics Korea"]

{"sheet":"Ⅶ-11","index":106,"n_rows":55,"n_cols":9,"rows_kept":55,"cut":false,"hidden":false,"merged":[],"flags":["formulas_cached_only"]}
["11. 가계동향 Average Income and Expenditure per Household"]
[]
["단위: 원",{"$nulls":7},"Unit: KRW"]
[null,"소득","소비지출"]
[null,"Income","Consumption expenditures","전기료","연료비","공동주택난방비","운송기구연료비","공공교통","개인교통"]
[null,null,null,"Electricity","Fuel","APT Heating","Fuel of vehicles","Public transport","Private transport"]
[1981,0,215278,4602,12474,0,0,0,0]
[1982,0,248977,5191,13491,0,0,12132,447]
[1983,0,271015,5578,13701,0,0,12079,579]
[1984,0,294396,6082,14120,0,0,12773,1133]
[1985,0,317025,6368,15221,0,0,13131,1422]
[1986,0,348193,6453,15859,0,0,14007,1357]
[1987,0,400031,6868,16081,0,0,15899,2662]
[1988,0,467636,7518,15780,0,0,17166,6251]
[1989,0,594287,8450,15601,0,0,19843,19074]
[1990,0,685662,9216,16785,784,0,20880,24619]
[1991,0,818340,10412,18205,840,0,24359,32113]
[1992,0,941949,12636,20195,1059,0,27149,40766]
[1993,0,1020953,14098,23416,1219,0,30952,53605]
[1994,0,1140432,16123,22580,1063,0,34173,74137]
[1995,0,1265890,17790,25959,1969,0,36987,79257]
[1996,0,1426853,19688,30610,2806,0,41233,94436]
[1997,0,1489541,21500,35758,3057,0,45084,104872]
[1998,0,1316222,24148,36360,4792,0,41359,97754]
[1999,0,1478876,25558,36082,4541,0,46557,120434]
[2000,0,1632298,29378,40582,5591,0,49940,134457]
[2001,0,1762124,30864,43370,5941,0,53769,136209]
[2002,0,1834812,32977,41892,5340,0,51868,146609]
[2003,3762900,2431789,0,98725,0,109286,0,0]
[2004,3850508,2481834,0,96865,0,107444,0,0]
[2005,3894862,2515537,0,96927,0,106280,0,0]
[2006,3993516,2556508,0,93666,0,105318,0,0]
[2007,4102045,2584168,0,92496,0,103868,0,0]
[2008,4152466,2589175,0,91754,0,99241,0,0]
[2009,4090316,2561419,0,95288,0,97155,0,0]
[2010,4204685,2647673,0,103270,0,94951,0,0]
[2011,4275555,2662956,0,99540,0,92035,0,0]
[2012,4440315,2676513,0,99243,0,92300,0,0]
[2013,4474608,2667160,0,96264,0,97750,0,0]
[2014,4567447,2708244,0,86909,0,101769,0,0]
[2015,4610025,2701945,0,90680,0,110930,0,0]
[2016,4592872,2661987,0,92978,0,111884,0,0]
[2017,4565158.917,2618489,0,82806,0,96128,0,0]
[2018,4754424.083,2561049,0,85476,0,93364,0,0]
[2019,4856296.917,2957928,0,89948,0,110384,0,0]
[2020,4936582.333,2910251,0,94461,0,111025,0,0]
[2021,5149905,2945181,0,97278,0,106582,0,0]
[2022,5391604.667,2976128,0,90118,0,106225,"-",0]
[2023,5635384.417,3074878,0,88320,0,110842,"-",0]
["주 1) 2020년 실질 기준",{"$nulls":4},"Note 1) At chained 2015 year prices."]
["    2) 1990~2002년: 구분류 기준 도시 2인 이상 가구",{"$nulls":4},"       2) 1990~2002: Old classification. Includes households of more than 2 persons in city only."]
["    3) 2003~2018: 신분류 기준 전국 2인 이상 가구",{"$nulls":4},"       3) 2003~2018: New classification. Includes households of more than 2 persons."]
["    4) 2019년 이후: 비농림어가, 전국 2인 이상  가구",{"$nulls":4},"       4) 2019~ :Excludes agricultural/forestry households and one person households."]
["    5) 기간별 상세 기준은 통계청의 가계동향조사 참고",{"$nulls":4},"       5) Refer to the Household Income and Expenditure Survey for more details."]
["자료: 통계청 가계동향조사",{"$nulls":4},"Source: Household Income and Expenditure Survey, Statistics Korea"]

{"sheet":"Ⅶ-12","index":107,"n_rows":71,"n_cols":7,"rows_kept":71,"cut":false,"hidden":false,"merged":[[4,2,4,3]],"flags":["formulas_cached_only"]}
["12. 냉난방도일 Heating and Cooling Degree-Days"]
[]
[null,"평균기온","난방도일(18℃)","냉방도일(24℃)","평균기온","난방도일","냉방도일"]
[null,"Average temperature","Heating degree day","Cooling degree day","증가율(%)","증가율(%)","증가율(%)"]
[null,"℃","도일(Degree day)"]
[1960,12.075,2798.2,123.9,0,0,0]
[1961,12.375,2803.8,166.6,2.484,0.2,34.463]
[1962,11.7,2961.6,108.7,-5.455,5.628,-34.754]
[1963,11.233,3085.2,84,-3.989,4.173,-22.723]
[1964,12.175,2815.8,115.5,8.383,-8.732,37.5]
[1965,11.35,3053.8,56,-6.776,8.452,-51.515]
[1966,11.508,2980.3,109.2,1.395,-2.407,95]
[1967,11.608,3050.1,153,0.869,2.342,40.11]
[1968,11.75,2905.7,86.6,1.22,-4.734,-43.399]
[1969,10.85,3145.7,66.5,-7.66,8.26,-23.21]
[1970,11.367,3028.3,84.1,4.762,-3.732,26.466]
[1971,11.492,2952.9,57.2,1.1,-2.49,-31.986]
[1972,11.875,2796.8,82.5,3.336,-5.286,44.231]
[1973,12.033,2876,150.7,1.333,2.832,82.667]
[1974,11.075,3059.5,68.1,-7.964,6.38,-54.811]
[1975,12.467,2765.4,152.9,12.566,-9.613,124.523]
[1976,11.45,2926.4,56.5,-8.155,5.822,-63.048]
[1977,12.292,2808.8,114.5,7.351,-4.019,102.655]
[1978,12.358,2801.2,146.6,0.542,-0.271,28.035]
[1979,12.45,2627.2,75.9,0.742,-6.212,-48.226]
[1980,10.792,3115.4,9.1,-13.32,18.583,-88.011]
[1981,11.158,3103,92.5,3.398,-0.398,916.484]
[1982,12.492,2707.3,94.4,11.949,-12.752,2.054]
[1983,7.974,2751.8,99.5,-36.163,1.644,5.403]
[1984,11.55,3066,134,44.84,11.418,34.673]
[1985,11.55,3054.7,137.3,0,-0.369,2.463]
[1986,11.233,3017.7,53.1,-2.742,-1.211,-61.326]
[1987,11.933,2807.6,42.9,6.231,-6.962,-19.209]
[1988,12.083,2881.2,117.2,1.257,2.621,173.193]
[1989,12.958,2473.1,91.1,7.241,-14.164,-22.27]
[1990,12.792,2557.6,125.9,-1.286,3.417,38.2]
[1991,12.325,2748.9,88,-3.648,7.48,-30.103]
[1992,12.467,2636.2,84.4,1.149,-4.1,-4.091]
[1993,12.033,2723.7,18.2,-3.476,3.319,-78.436]
[1994,13.542,2510.8,276.4,12.535,-7.817,1418.681]
[1995,12.192,2738.9,109.1,-9.969,9.085,-60.528]
[1996,12.217,2843.9,117.8,0.205,3.834,7.974]
[1997,12.892,2625.4,204.1,5.525,-7.683,73.26]
[1998,13.775,2322.9,103.8,6.852,-11.522,-49.143]
[1999,13.208,2560.3,170,-4.114,10.22,63.776]
[2000,12.675,2758.5,186,-4.038,7.741,9.412]
[2001,12.792,2721,159.7,0.92,-1.359,-14.14]
[2002,12.858,2545.8,92.5,0.521,-6.439,-42.079]
[2003,12.817,2509.4,47.3,-0.324,-1.43,-48.865]
[2004,13.308,2467.4,141.2,3.836,-1.674,198.52]
[2005,12.075,2889.5,121.2,-9.267,17.107,-14.164]
[2006,12.983,2524.1,116.3,7.522,-12.646,-4.043]
[2007,13.25,2483.2,125.2,2.054,-1.62,7.653]
[2008,12.908,2589,110.2,-2.579,4.261,-11.981]
[2009,12.9,2585.4,100.2,-0.065,-0.139,-9.074]
[2010,12.092,2953.4,167.2,-6.266,14.234,66.866]
[2011,12.033,2882.6,113.1,-0.482,-2.397,-32.356]
[2012,12.217,2967.7,187.9,1.524,2.952,66.136]
[2013,12.492,2908,194.8,2.251,-2.012,3.672]
[2014,13.35,2501.6,125.4,6.871,-13.975,-35.626]
[2015,13.558,2459.1,151.8,1.561,-1.699,21.053]
[2016,13.558,2589.7,238.1,0,5.311,56.851]
[2017,13,2687.6,188.1,-4.118,3.78,-21]
[2018,12.933,2763.4,286.2,-0.513,2.82,52.153]
[2019,13.525,2525.5,178.4,4.575,-8.609,-37.666]
["2020",13.225,2499.1,129.3,-2.218,-1.045,-27.522]
[2021,13.7,2456.8,205.9,3.592,-1.693,59.242]
[2022,13.233,2601.5,204.9,-3.406,5.89,-0.486]
[2023,14.046,2380.1,235.6,6.142,-8.51,14.983]
["주. 서울시 기준",{"$nulls":5},"Note: Based on heating and cooling degree days in Seoul."]
["자료: 기상청",{"$nulls":5},"Source: Korea Meteorological Administration"]

{"sheet":"Ⅷ.해외에너지통계","index":108,"n_rows":30,"n_cols":9,"rows_kept":30,"cut":false,"hidden":false,"merged":[],"flags":["formulas_cached_only"]}
[{"$nulls":8},"[목 차]"]
[]
[]
[null,"Ⅷ. 해외 에너지통계"]
[]
[]
[null,"제목을 클릭하시면 해당 시트로 이동합니다"]
[]
[null,"1. 주요 에너지 지표"]
[null,"1-1. OECD 국가별 경제활동별 부가가치(USD, 2022년)"]
[null,"1-2. 세계 에너지∙경제통계(2022년)"]
[]
[null,"2. 에너지 통계"]
[null,"2-1. 세계 일차에너지 공급"]
[null,"2-2. 국별 일차에너지 공급(2022년)"]
[null,"2-3. 지역별 일차에너지 공급"]
[null,"2-4. 원유 매장량"]
[null,"2-5. 국별 원유 생산"]
[null,"2-6. 국별 석유제품 소비"]
[null,"2-7. 원유 가격"]
[null,"2-8. 국별 석유 정제 능력"]
[null,"2-9. 천연가스 매장량"]
[null,"2-10. 국별 천연가스 생산"]
[null,"2-11. 국별 천연가스 소비"]
[null,"2-12. 석탄 매장량"]
[null,"2-13. 국별 석탄 생산"]
[null,"2-14. 국별 석탄 소비"]
[null,"2-15. 국별 원자력 소비"]
[null,"2-16. 국별 수력 소비"]
[null,"2-17. 국별 발전 전력량"]

{"sheet":"Ⅷ-1-1","index":109,"n_rows":48,"n_cols":16,"rows_kept":48,"cut":false,"hidden":false,"merged":[[5,13,6,13],[5,14,6,14],[4,0,6,0],[4,1,4,5],[4,15,6,15],[5,6,6,6],[5,7,6,7],[5,8,6,8],[5,9,6,9],[5,10,6,10],[5,11,6,11],[5,12,6,12]],"flags":["formulas_cached_only"]}
["1. 주요 에너지 지표 Energy Indicators"]
["1-1. OECD 국가별 경제활동별 부가가치(USD, 2022년) Gross Value Added by Economic Activity of OECD Countries(USD, 2022)"]
[]
["단위: 백만 달러",{"$nulls":14},"Unit: Million USD"]
[null,"산업부문\nIndustry",{"$nulls":4},"유통, 보수, 운수, \n숙박, 음식업 등\n","정보·통신업\n\n","금융·보험업 등\n\n","부동산업 등\n\n","교육, 과학, 기술, \n행정, 지원업 등\n","공공, 의무 사회 \n서비스, 교육, \n보건업 등","기타 서비스업\n\n","총부가가치\n\n","국내총생산\n\n"]
[null,"농림어업","제조업","건설업","기타","소계","Distributive\ntrade, repairs; \ntransport; \naccommod., \nfood serv.","Information and\ncommunication","Financial and\ninsurance activities","Real estate activities","Prof., scientific, \ntech.; admin., \nsupport serv. \nactivities","Public admin.; \ncompulsory \ns.s.; \neducation; \nhuman healths","Other service activities","Gross value added","GDP"]
[null,"Agriculture, forestry and fishing","Manufacturing","Construction","Others","Subtotal"]
["호주",37818.118,76916.526,102002.173,190575.878,407312.695,227317.462,50794.835,116184.427,174537.475,167390.737,277768.814,36590.678,1370926.6,1465797.428,"Australia"]
["오스트리아",5037.637,81269.321,19597.568,92588.466,198492.992,79639.417,17342,20333.54,34600.599,40465.377,65045.15,9446.328,382775.2,427236.227,"Austria"]
["벨기에",3073.508,60341.92,22940.511,67903.695,154259.634,88552.918,23760.852,26153.598,47275.409,78472.274,101509.3,9005.049,467999.5,520745.539,"Belgium"]
["캐나다",32426.323,163789.248,127414.005,285642.202,609271.778,282673.295,94658.699,127697.468,207873.583,124594.139,337980.184,32410.333,1652591.4,1761102.321,"Canada"]
["칠레",10013.144,26035.832,15886.729,50703.866,102639.571,49880.983,11627.508,13725.689,21054.877,27843.945,49805.471,0,248380.5,279119.521,"Chile"]
["콜럼비아",20964.105,42776.2,15982.673,66506.39,146229.368,63334.729,11155.52,17112.96,30900.345,24689.785,53033.034,13529.524,317349.5,354622.694,"Colombia"]
["코스타리카",2954.776,9501.134,2487.366,11658.296,26601.572,10598.924,3611.668,4294.193,5294.109,8854.619,12195.431,2138.594,64089.1,69549.856,"Costa Rica"]
["체코",4360.121,53154.394,7613.338,60618.632,125746.485,35800.62,15132.999,10827.816,16779.123,15462.306,28766.251,4470.768,199144.1,220137.499,"Czech Republic"]
["덴마크",3190.234,54674.376,15231.214,62630.566,135726.39,65301.663,17801.499,15477.537,30986.431,29408.905,59055.717,9387.244,308071.4,355650.135,"Denmark "]
["에스토니아",330.32,3741.46,1901.277,4598.602,10571.659,5011.824,2123.49,1071.668,2780.417,2793.092,3476.241,681.294,24746.4,28434.427,"Estonia"]
["핀란드",5536.469,36830.28,13359.645,44562.476,100288.87,33081.236,15172.589,8243.681,30263.074,21172.834,45826.211,6881.199,224137.1,257560.103,"Finland"]
["프랑스",33203.892,261977.847,117451.369,289563.872,702196.98,381655.424,154730.37,110134.929,326210.189,354346.952,514808.056,70398.644,2352994.4,2646451.494,"France"]
["독일",29024.872,746090.476,112392.288,793627.968,1681135.604,538634.578,184274.185,136553.349,351938.297,412206.633,639108.007,114779.759,3310024.5,3702230.997,"Germany"]
["그리스",8034.968,20891.829,4027.531,29280.297,62234.625,41923.866,6617.374,9315.899,35247.902,11754.803,34814.956,6566.146,187479.3,214952.754,"Greece"]
["헝가리",3479.448,28646.162,6278.353,31368.151,69772.114,27144.808,9942.481,5326.408,11357.2,16483.574,18564.07,4187.064,133318.7,157618.619,"Hungary"]
["아이슬랜드",1183.411,2049.225,1370.12,3144.623,7747.379,3649.357,1054.894,1457.134,2047.911,1562.234,3836.838,623.244,19961,22130.761,"Iceland"]
["아일랜드",4035.514,219939.788,7668.159,223080.432,454723.893,42443.251,84905.765,18145.839,19939.974,47617.307,40111.218,5517.282,487309.3,514903.923,"Ireland"]
["이스라엘",4870.344,52482.029,20669.781,59065.608,137087.762,55708.566,41379.884,20403.827,46923.724,37816.761,66671.829,9445.403,363323.2,408204.665,"Israel"]
["이탈리아",34799.139,289029.139,99095.2,330638.436,753561.914,384070.273,71600.409,92436.384,236093.416,213552.879,283981.012,65222.091,1810215.7,1997042.745,"Italy"]
["일본",47041.562,987249.881,223992.055,1131791.505,2390075.003,861256.055,238847.806,230764.797,533274.564,379722.169,771883.614,165369.583,4582256.7,4529854.841,"Japan"]
["한국",27463.505,506283.076,81268.721,553598.951,1168614.253,273396.208,86697.733,107198.166,131275.572,126175.49,285929.582,41684.152,1713391.1,1850343.737,"South Korea"]
["라트비아",913.923,3535.232,1334.456,4255.401,10039.012,7676.481,1803.111,898.541,2483.052,2173.137,4411.734,782.517,26678,30834.377,"Latvia"]
["리투아니아",1452.94,9815.574,3305.629,11029.377,25603.52,14469.353,2397.592,1099.06,3054.085,4152.685,5584.945,843.244,47259.1,52484.65,"Lithuania"]
["룩셈부르크",129.29,3081.056,2885.802,3780.825,9876.973,8800.342,4312.298,17947.954,5478.982,9493.823,11259.321,1077.142,65274.1,71655.146,"Luxembourg"]
["멕시코",42963.227,267828.701,64057.111,315282.928,690131.967,373776.541,34156.749,53109.773,132905.278,50109.657,126962.583,24713.827,1214145.4,1287850.35,"Mexico"]
["네덜란드",15425.053,105254.56,41567.165,126543.305,288790.083,168468.292,47915.134,59378.413,44004.807,139754.984,165714.127,20528.668,828763.2,916513.36,"Netherlands"]
["뉴질랜드",8603.506,19836.745,13908.147,26651.403,68999.801,35594.173,6344.649,11712.163,30819.02,25246.12,31701.215,7314.995,197879.7,216564.471,"New Zealand"]
["노르웨이",6701.994,26792.353,25593.345,108254.707,167342.399,54612.959,18864.193,20901.85,29969.867,30384.665,84520.079,7589.253,385771,433484.84,"Norway"]
["폴란드",11222.042,107652.582,41503.527,136572.17,296950.321,140870.521,33940.543,26952.974,33626.641,52481.562,77206.325,8900.281,562933.3,637150.481,"Poland"]
["포르투갈",3953.022,27980.558,9100.82,35039.444,76073.844,47971.131,9336.477,10615.266,22702.731,17908.046,37606.399,5469.788,199679.5,230002.605,"Portugal"]
["슬로바키아",1722.967,17276.265,6740.272,19582.112,45321.616,17163.048,4941.335,2816.6,9409.309,10374.094,15481.691,2665.97,91198.5,102984.289,"Slovak Republic"]
["슬로베니아",799.833,11063.674,2808.304,12503.543,27175.354,9700.6,2308.314,2029.668,3213.101,4618.437,7117.629,1107.153,46247.4,53386.809,"Slovenia"]
["스페인",28078.457,149225.885,68455.886,187695.138,433455.366,288477.282,58084.128,46872.986,154554.468,126674.138,215565.791,52927.863,1225457.4,1345296.619,"Spain"]
["스웨덴",5967.554,86411.683,31288.614,101138.775,224806.626,89990.045,45502.922,26768.444,41224.879,62325.675,94929.062,14431.761,511588.8,575505.41,"Sweden"]
["스위스",4522.184,172525.752,35347.392,185879.269,398274.597,130814.772,35910.441,81786.768,50301.767,76951.677,145726.78,22100.827,767746.8,790318.934,"Switzerland"]
["튀르키예",66414.184,207303.028,62980.497,240868.476,577566.185,298453.49,42423.68,42707.945,83474.791,62346.546,134310.862,30338,1069408.1,1194401.865,"Türkiye"]
["영국",18521.076,280718.569,169966.746,372912.273,842118.664,449127.268,267350.76,233772.425,379133.17,374110.579,524206.879,89049.504,2888211.2,3223545.41,"United Kingdom"]
["미국","-","-","-","-","-","-","-","-","-","-","-","-","-",21236308.982,"United States"]
["주 1) 4차 국제표준산업분류 기준",{"$nulls":7},"Note 1) Based on ISIC rev4(International Standard Industrial Classification of All Economic Activities, Fourth Revision)"]
["    2) 2015년 불변가격, 불변환율 기준",{"$nulls":7},"       2) Based on 2015 constant prices, constant exchange rates"]
["자료: OECD Data explorer",{"$nulls":7},"Source: OECD Data explorer"]

{"sheet":"Ⅷ-1-2","index":110,"n_rows":162,"n_cols":23,"rows_kept":162,"cut":false,"hidden":false,"merged":[[3,22,6,22],[4,2,4,3],[4,13,4,14],[5,8,5,9],[6,2,6,3],[6,4,6,7],[6,10,6,11],[6,16,6,17],[6,20,6,21],[3,8,4,9],[3,12,4,12],[3,13,3,14],[3,15,4,15],[3,7,4,7],[3,0,6,0],[3,2,3,3],[3,4,4,4],[3,5,4,5],[3,6,4,6]],"flags":["formulas_cached_only"]}
["1. 주요 에너지 지표 Energy Indicators"]
["1-2. 세계 에너지·경제 통계(2022년) Energy Indicators by Country(2022)"]
[]
[null,"인구","국내총생산",null,"에너지\n생산","에너지\n순수입","일차에너지 공급1 ","최종소비2","전력소비  ",null,"가정에너지\n소비   ","수송에너지\n소비   ","CO2 \n배출량3","1인당 에너지 소비",null,"전력소비/\n최종에너지소비","TPES/GDP","TPES/GDP(PPP)","CO2/TPES","CO2/Pop.","CO2/GDP","CO2/GDP (PPP)"]
[null,"Population","GDP",{"$nulls":10},"Energy Consumption per Capita"]
[null,null,null,"(PPP)","Energy\nprod.\n","Net\nimports\n","TPES1","TFC2","Electricity\nconsumption\n",null,"Residen.\nEnergy\ncon.","Transport.\nEnergy\ncon.","CO2 Emiss.3\n\n","1차에너지\nTPES\n","전력소비\nElectricity\n","Elec.Cons./TFC\n"]
[null,"Millions","Bil. USD(2015)",null,"Mil.toe",null,null,null,"TWh","Mil.toe","Mil.toe",null,"Mt of CO2","toe/capita","kWh/capita","%","toe/2015 USD",null,"tCO2/toe","tCO2/capita","kgCO2/2015 USD"]
["세계",7946.933,90146.139,137200.033,15071.943,-51.263,14859.96,10075.89,27231.297,2113.231,2045.266,2802.456,34116.781,1.87,3427,20.973,0.165,0.108,2.296,4.293,0.378,0.249,"World"]
["OECD",1379.244,53871.56,61570.54,4633.431,736.506,5189.78,3687.25,10671.6,845.67,705.6,1235.18,10796.73,3.763,7737.3,22.935,0.096,0.084,2.08,7.828,0.2,0.175,"OECD"]
["중동",264.507,2453.122,5250.032,2065.742,-1185.093,836.05,568.62,1159.692,90.677,100.818,143.939,1933.733,3.161,4384.353,15.947,0.341,0.159,2.313,7.311,0.788,0.368,"Middle East"]
["비OECD 유럽 및 유라시아",336.425,2634.108,6816.07,1922.801,-688.567,1189.42,779.62,1632.752,113.741,215.61,154.779,2509.555,3.535,4853.243,14.589,0.452,0.175,2.11,7.459,0.953,0.368,"Non-OECD Europe and Eurasia"]
["중국(홍콩 포함)",1419.521,16721.028,26813.314,3138.395,808.452,3811.05,2296.67,8678.234,653.197,375.1,320,10644.283,2.685,6113.494,28.441,0.228,0.142,2.793,7.499,0.637,0.397,"China (P.R. of China and Hong Kong)"]
["비OECD 아시아(중국제외)",2667.369,7916.348,23290.85,1651.24,534.78,2098.38,1401.41,3336.099,266.806,318.56,320.005,4914.548,0.787,1250.708,19.038,0.265,0.09,2.342,1.842,0.621,0.211,"Non-OECD Asia(excluding China)"]
["비OECD 아메리카",455.078,3671.7,6283.159,629.046,-35.906,575.71,435.12,989.399,80.526,75.26,155.283,924.888,1.265,2174.13,18.507,0.157,0.092,1.607,2.032,0.252,0.147,"Non-OECD Americas"]
["아프리카",1424.789,2895.446,6283.159,1031.289,-221.436,796.24,435.12,763.523,62.606,254.29,128.743,1218.491,0.559,535.885,14.388,0.275,0.127,1.53,0.855,0.421,0.194,"Africa"]
["알바니아",2.776,14.321,42.243,1.607,0.7,2.17,1.99,6.965,0.566,0.524,0.674,3.615,0.782,2509.851,28.463,0.152,0.051,1.666,1.302,0.252,0.086,"Albania"]
["알제리",44.903,206.842,594.878,155.56,-86.734,68.23,45.26,79.885,5.804,14.038,15.402,151.01,1.519,1703.668,12.825,0.33,0.115,2.213,3.363,0.73,0.254,"Algeria"]
["앙골라",35.589,108.985,191.91,69.019,-53.372,15.08,12.58,13.987,1.169,7.797,2.753,21.577,0.424,431.596,9.295,0.138,0.079,1.431,0.606,0.198,0.112,"Angola"]
["아르헨티나",46.235,646.315,872.375,82.171,1.619,82.14,57.73,128.646,10.7,15.118,18.759,174.325,1.777,2911.005,18.534,0.127,0.094,2.122,3.77,0.27,0.2,"Argentina"]
["아르메니아",2.78,14.227,39.32,1.081,3.076,4,2.94,7.137,0.578,0.996,0.886,7.047,1.439,2400.679,19.668,0.281,0.102,1.762,2.535,0.495,0.179,"Armenia"]
["호주",26.014,1458.559,1314.716,434.367,-301.157,127.2,79.05,258.405,18.989,11.366,30.346,354.784,4.89,9828.439,24.021,0.087,0.097,2.789,13.638,0.243,0.27,"Australia"]
["오스트리아",9.053,422.277,476.533,11.652,24.161,31.11,26.13,74.69,5.491,6.372,7.616,56.797,3.436,8381.814,21.016,0.074,0.065,1.826,6.274,0.135,0.119,"Austria"]
["아제르바이잔",10.175,56.613,153.982,64.041,-45.677,17.45,12.65,23.994,1.742,4.072,3.09,36.384,1.715,2388.943,13.77,0.308,0.113,2.085,3.576,0.643,0.236,"Azerbaijan"]
["바레인",1.472,35.899,72.284,24.241,-7.42,16.32,7.3,34.595,2.962,0.837,1.287,34.412,11.087,22482.375,40.57,0.455,0.226,2.109,23.378,0.959,0.476,"Bahrain"]
["방글라데시",171.186,365.99,1116.947,28.672,22.299,50.33,33.22,102.084,8.26,14.358,4.672,103.891,0.294,550.495,24.864,0.138,0.045,2.064,0.607,0.284,0.093,"Bangladesh"]
["벨라루스",9.209,57.12,173.598,6.181,20.361,26.41,18.6,36.015,2.682,5.499,3.477,50.545,2.868,3911,14.419,0.462,0.152,1.914,5.489,0.885,0.291,"Belarus"]
["벨기에",11.68,516.39,581.875,16.331,43.902,50.61,36.39,85.061,6.583,7.067,8.557,78.815,4.333,7283,18.089,0.098,0.087,1.557,6.748,0.153,0.135,"Belgium"]
["베냉",13.353,16.77,44.949,3.05,2.115,5.17,4.15,1.449,0.127,1.867,1.501,5.787,0.387,116.901,3.067,0.308,0.115,1.119,0.433,0.345,0.129,"Benin"]
["볼리비아",12.224,38.6,90.043,16.222,-6.492,9.641,8.06,10.378,0.817,1.111,4.319,21.595,0.789,820.019,10.14,0.25,0.107,2.24,1.767,0.559,0.24,"Bolivia"]
["보스니아헤르체고비나",3.234,20.28,51.533,5.313,1.919,7.28,4.38,12.089,0.913,1.841,1.32,20.601,2.251,3805.258,20.844,0.359,0.141,2.83,6.37,1.016,0.4,"Bosnia and Herzegovina"]
["보츠와나",2.63,17.51,40.036,2.18,0.673,2.84,2,3.714,0.292,0.814,0.765,6.462,1.08,1380.707,14.579,0.162,0.071,2.275,2.457,0.369,0.161,"Botswana"]
["브라질",215.313,1897.24,3177.54,329.378,-21.606,300.53,243.7,586.284,47.372,28.961,90.345,413.935,1.396,2663.273,19.439,0.158,0.095,1.377,1.922,0.218,0.13,"Brazil"]
["브루나이",0.449,13,26.093,12.084,-7.494,4.34,1.44,5.098,0.391,0.153,0.407,9.13,9.666,11655.712,27.185,0.334,0.166,2.104,20.334,0.702,0.35,"Brunei Darussalam"]
["불가리아",6.465,61.692,160.423,13.021,7.287,19.19,10.11,35.794,2.663,2.137,3.467,42.831,2.968,5537,26.339,0.311,0.12,2.232,6.625,0.694,0.267,"Bulgaria"]
["캄보디아",16.768,34.65,100.792,3.483,5.185,8.63,7.58,13.989,0.976,2.026,2.253,14.662,0.515,834,12.882,0.249,0.086,1.699,0.874,0.423,0.145,"Cambodia"]
["카메룬",27.915,40.471,99.395,13.677,-3.048,10.161,8.68,7.839,0.522,5.46,1.226,6.742,0.364,281,6.016,0.251,0.102,0.664,0.242,0.167,0.068,"Cameroon"]
["캐나다",38.939,1761.113,1804.55,560.427,-260.604,297.17,197.63,568.172,45.11,32.973,59.221,523.333,7.632,14591,22.826,0.169,0.165,1.761,13.44,0.297,0.29,"Canada"]
["칠레",19.829,279.143,466.526,14.552,27.533,41.41,29.94,86.471,6.562,4.922,10.471,86.587,2.088,4361,21.918,0.148,0.089,2.091,4.367,0.31,0.186,"Chile"]
["중국",1412.175,16403.069,26390.623,3138.248,788.234,3799.54,2289.93,8631.405,651.85,373.62,317.933,10613.171,2.691,6112,28.466,0.232,0.144,2.793,7.515,0.647,0.402,"People's Rep. of China"]
["콜롬비아",50.495,354.622,761.702,104.997,-64.866,40.13,30.2,80.123,6.034,7.782,13.038,73.294,0.795,1587,19.981,0.113,0.053,1.826,1.452,0.207,0.096,"Colombia"]
["콩고",5.97,10.155,19.242,17.063,-13.159,3.79,2.05,2.769,0.133,1.228,0.416,4.403,0.635,464,6.49,0.373,0.197,1.162,0.737,0.434,0.229,"Congo"]
["코스타리카",5.211,69.55,102.095,2.59,2.723,5.13,3.85,10.8,0.891,0.531,1.908,7.577,0.984,2073,23.144,0.074,0.05,1.477,1.454,0.109,0.074,"Costa Rica"]
["코트디부아르",28.161,67.986,160.368,12.529,2.062,14.34,9.91,9.839,0.759,5.609,2.463,15.995,0.509,349,7.662,0.211,0.089,1.115,0.568,0.235,0.1,"Côte d'Ivoire"]
["크로아티아",3.854,64.048,123.85,3.689,5.143,8.31,6.89,17.256,1.418,2.272,2.228,15.671,2.156,4477,20.586,0.13,0.067,1.886,4.066,0.245,0.127,"Croatia"]
["쿠바",11.212,83.527,259.451,3.705,5.666,9.02,4.9,12.189,1.192,1.1,0.422,19.186,0.804,1087,24.335,0.108,0.035,2.127,1.711,0.23,0.074,"Cuba"]
["퀴라소",0.15,2.608,3.28,0.019,2.675,0.87,0.74,0.772,0.063,0.076,0.381,2.276,5.8,5145,8.556,0.334,0.265,2.616,15.172,0.873,0.694,"Curacao"]
["키프로스",0.905,27.892,37.915,0.207,2.622,2.24,1.6,5.124,0.4,0.348,0.652,6.078,2.475,5662,24.987,0.08,0.059,2.713,6.716,0.218,0.16,"Cyprus"]
["체코",10.688,215.926,410.647,25.344,17.486,41.59,26.49,67.905,5.158,6.85,6.851,90.697,3.891,6353,19.47,0.193,0.101,2.181,8.486,0.42,0.221,"Czech Republic"]
["북한",26.069,28.569,107.284,16.038,0.826,16.86,13.76,21.847,1.643,1.534,1.283,56.608,0.647,838,11.938,0.59,0.157,3.358,2.171,1.981,0.528,"DPR of Korea"]
["콩고 민주공화국",99.01,53.671,97.725,39.471,0.639,40.03,25.79,13.38,1.046,22.61,1.564,4.832,0.404,135,4.054,0.746,0.41,0.121,0.049,0.09,0.049,"Dem. Rep. of the Congo"]
["덴마크",5.906,356.229,328.159,9.532,7.359,15.52,12.81,34.65,2.759,3.717,3.972,26.769,2.628,5867,21.54,0.044,0.047,1.725,4.533,0.075,0.082,"Denmark"]
["도미나카공화국",11.229,98.174,208.82,1.139,10.079,10.67,7.88,19.281,1.66,1.575,2.981,29.195,0.95,1717,21.072,0.109,0.051,2.736,2.6,0.297,0.14,"Dominican Republic"]
["에콰도르",18.001,109.581,197.892,28.162,-11.192,16.13,13.44,28.327,2.39,1.863,6.864,38.351,0.896,1574,17.784,0.147,0.082,2.378,2.131,0.35,0.194,"Ecuador"]
["이집트",110.99,482.624,1546.719,92.663,9.38,101.4,61.68,161.372,14.536,12.47,18.878,217.807,0.914,1454,23.567,0.21,0.066,2.148,1.962,0.451,0.141,"Egypt"]
["엘살바도르",6.336,27.317,56.01,2.119,2.873,4.83,3.07,6.971,0.579,0.576,1.393,7.847,0.762,1100,18.866,0.177,0.086,1.625,1.238,0.287,0.14,"El Salvador"]
["에리트레아",3.684,2.447,6.448,0.766,0.247,0.99,0.67,0.349,0.028,0.533,0.078,0.668,0.269,95,4.22,0.405,0.154,0.675,0.181,0.273,0.104,"Eritrea"]
["에스토니아",1.332,28.519,47.822,4.692,0.327,4.8,2.86,8.72,0.614,0.964,0.85,9.918,3.604,6546,21.471,0.168,0.1,2.066,7.446,0.348,0.207,"Estonia"]
["에티오피아",123.38,105.693,280.009,43.227,5.114,47.38,38.64,11.589,0.964,33.262,2.409,14.645,0.384,94,2.494,0.448,0.169,0.309,0.119,0.139,0.052,"Ethiopia"]
["핀란드",5.557,259.242,257.443,19.335,13.364,31.57,23.81,81.951,6.609,4.953,3.842,34.025,5.681,14747,27.759,0.122,0.123,1.078,6.123,0.131,0.132,"Finland"]
["프랑스",68.464,2637.665,2940.189,104.031,114.774,211.16,140.99,454.497,35.658,33.846,44.582,282.963,3.084,6638,25.291,0.08,0.072,1.34,4.133,0.107,0.096,"France"]
["가봉",2.389,15.869,31.583,14.921,-9.559,5.09,4.28,2.589,0.204,1.218,0.065,2.552,2.131,1084,4.764,0.321,0.161,0.501,1.068,0.161,0.081,"Gabon"]
["조지아",3.713,21.295,64.137,1.272,4.561,5.73,5.19,13.673,1.151,1.576,1.593,11.019,1.543,3682,22.176,0.269,0.089,1.923,2.968,0.517,0.172,"Georgia"]
["독일",83.789,3633.897,4209.835,95.729,194.404,271.23,224.47,526.691,41.079,55.732,50.795,612.004,3.237,6285,18.3,0.075,0.064,2.256,7.304,0.168,0.145,"Germany"]
["가나",33.476,68.046,199.559,14.708,-2.663,11.91,8.77,18.315,1.506,3.254,3.322,19.878,0.356,547,17.177,0.175,0.06,1.669,0.594,0.292,0.1,"Ghana"]
["지브롤터",0.033,0,0,0,4.789,0.25,0.219,0.204,0.017,0.007,0.173,0.635,7.576,6194,7.86,"-","-",2.54,19.243,"-","-","Gibraltar"]
["그리스",10.579,211.56,313.117,4.976,19.014,20.46,15.62,50.387,4.138,4.22,6.082,50.824,1.934,4763,26.493,0.097,0.065,2.484,4.804,0.24,0.162,"Greece"]
["과테말라",17.358,78.175,160.38,10.705,6.079,15.97,13.57,12.05,0.967,8.236,3.359,17.037,0.92,694,7.129,0.204,0.1,1.067,0.982,0.218,0.106,"Guatemala"]
["아이티",11.585,14.439,30.182,3.4,0.965,4.34,3.35,0.86,0.075,2.551,0.455,3.042,0.375,74,2.252,0.301,0.144,0.701,0.263,0.211,0.101,"Haiti"]
["온두라스",10.433,25.952,54.376,2.7,3.33,6,4.39,7.922,0.663,1.669,1.54,9.852,0.575,759,15.096,0.231,0.11,1.642,0.944,0.38,0.181,"Honduras"]
["홍콩",7.346,317.959,422.691,0.147,20.218,11.51,6.74,46.829,3.851,1.485,2.072,31.112,1.567,6375,57.135,0.036,0.027,2.703,4.235,0.098,0.074,"Hong Kong(China)"]
["헝가리",9.684,157.53,332.057,10.771,16.545,25.67,19.8,45.146,3.555,5.789,5.254,42.54,2.651,4662,17.955,0.163,0.077,1.657,4.393,0.27,0.128,"Hungary"]
["아이슬란드",0.37,22.086,20.527,5.332,1.099,6.06,3.17,19.581,1.623,0.475,0.337,1.593,16.378,52920,51.193,0.274,0.295,0.263,4.305,0.072,0.078,"Iceland"]
["인도",1417.173,2973.516,10120.692,664.227,363.151,1015.25,671.83,1532.107,120.258,168.305,113.179,2516.967,0.716,1081,17.9,0.341,0.1,2.479,1.776,0.846,0.249,"India"]
["인도네시아",275.501,1122.257,3451.698,492.587,-221.418,260.92,162.45,350.557,30.521,22.521,56.438,651.671,0.947,1272,18.788,0.232,0.076,2.498,2.365,0.581,0.189,"Indonesia"]
["이란",88.551,487.786,1351.266,384.464,-95.013,292.4,222.8,328.039,27.079,64.935,49.385,696.372,3.302,3705,12.154,0.599,0.216,2.382,7.864,1.428,0.515,"Islamic Rep. of Iran"]
["이라크",44.496,208.429,433.58,233.995,-171,62.21,28.13,60.514,4.84,6.086,13.745,170.188,1.398,1360,17.204,0.298,0.143,2.736,3.825,0.817,0.393,"Iraq"]
["아일랜드",5.115,499.015,555.568,3.035,11.65,13.55,11.1,31.645,2.646,2.635,3.925,32.962,2.649,6187,23.834,0.027,0.024,2.433,6.444,0.066,0.059,"Ireland"]
["이스라엘",9.551,408.203,404.323,19.362,6.189,23.86,15.91,65.4,5.469,2.554,6.246,59.597,2.498,6847,34.373,0.058,0.059,2.498,6.24,0.146,0.147,"Israel"]
["이탈리아",59.014,1966.69,2400.002,31.95,119.021,142.32,113.88,307.796,24.677,29.27,36.685,310.289,2.412,5216,21.669,0.072,0.059,2.18,5.258,0.158,0.129,"Italy"]
["자메이카",2.827,14.744,26.477,0.181,3.097,2.75,1.99,3.258,0.273,0.241,0.91,7.064,0.973,1152,13.698,0.187,0.104,2.569,2.499,0.479,0.267,"Jamaica"]
["일본",124.947,4529.931,5300.363,49.539,352.942,392.37,258.6,976.384,77.964,41.527,64.287,973.667,3.14,7814,30.149,0.087,0.074,2.482,7.793,0.215,0.184,"Japan"]
["요르단",11.286,43.978,99.817,0.882,8.181,8.49,6.31,20.156,1.738,1.649,2.622,21.351,0.752,1786,27.536,0.193,0.085,2.515,1.892,0.485,0.214,"Jordan"]
["카자흐스탄",19.622,220.25,486.656,160.265,-87.082,71.37,41.8,105.614,7.333,13.915,8.342,225.919,3.637,5382,17.544,0.324,0.147,3.165,11.514,1.026,0.464,"Kazakhstan"]
["케냐",54.027,95.134,238.393,23.334,6.587,29.29,16.77,10.273,0.884,10.976,3.539,17.764,0.542,190,5.269,0.308,0.123,0.606,0.329,0.187,0.075,"Kenya"]
["한국",51.628,1740.887,2296.401,57.804,239.101,279.72,181.16,593.868,46.58,21.194,36.564,549.311,5.418,11503,25.712,0.161,0.122,1.964,10.64,0.316,0.239,"South Korea"]
["코소보",1.762,8.251,21.927,1.796,0.858,2.65,1.52,6.676,0.491,0.555,0.429,8.461,1.504,3789,32.318,0.321,0.121,3.193,4.802,1.025,0.386,"Kosovo"]
["쿠웨이트",4.269,119.352,188.658,165.364,-118.622,41.9,24.47,76.053,5.359,2.977,5.801,94.134,9.815,17815,21.9,0.351,0.222,2.247,22.051,0.789,0.499,"Kuwait"]
["키르기스스탄",6.803,8.227,30.93,2.721,1.52,4.5,3.59,13.75,1.129,2.274,0.478,9.118,0.661,2021,31.459,0.547,0.145,2.026,1.34,1.108,0.295,"Kyrgyzstan"]
["라트비아",1.886,31.981,57.94,2.921,1.752,4.24,3.92,6.947,0.556,1.112,1.024,5.981,2.248,3684,14.175,0.133,0.073,1.411,3.171,0.187,0.103,"Latvia"]
["레바논",5.49,31.472,62.033,0.351,3.438,3.55,3.08,3.911,0.336,0.442,2.172,9.431,0.647,712,10.917,0.113,0.057,2.657,1.718,0.3,0.152,"Lebanon"]
["리비아",6.812,50.626,142.615,64.458,-45.807,18.34,10.34,28.744,2.395,1.936,5.978,44.682,2.692,3793.177,23.161,0.362,0.129,2.436,6.559,0.883,0.313,"Libya"]
["리투아니아",2.832,52.49,106.126,1.952,5.22,6.88,5.92,12.505,0.917,1.48,2.093,11.035,2.429,4416,15.487,0.131,0.065,1.604,3.896,0.21,0.104,"Lithuania"]
["룩셈부르크",0.655,71.663,73.304,0.319,3.504,3.18,3.06,7.596,0.528,0.451,1.561,6.75,4.855,11597,17.262,0.044,0.043,2.123,10.305,0.094,0.092,"Luxembourg"]
["말레이시아",33.938,386.875,963.837,96.607,-0.576,99.47,59.476,172.996,14.121,4.257,18.961,241.143,2.931,5097,23.742,0.257,0.103,2.424,7.105,0.623,0.25,"Malaysia"]
["몰타",0.523,16.339,24.56,0.03,3.013,0.77,0.586,2.748,0.232,0.103,0.254,1.785,1.472,5255,39.523,0.047,0.031,2.318,3.413,0.109,0.073,"Malta"]
["모리셔스",1.263,13.345,27.713,0.153,1.942,1.38,0.853,2.947,0.248,0.152,0.384,4.021,1.093,2333,29.106,0.103,0.05,2.914,3.184,0.301,0.145,"Mauritius"]
["멕시코",128.582,1285.055,2446.091,157.639,29.715,182.6,108.768,302.447,25.795,19.343,44.473,379.679,1.42,2352,23.716,0.142,0.075,2.079,2.953,0.295,0.155,"Mexico"]
["몰도바",2.592,8.996,30.547,0.546,3.114,3.6,2.751,5.704,0.442,1.097,0.747,7.539,1.389,2201,16.072,0.4,0.118,2.094,2.908,0.838,0.247,"Repubic of Moldova"]
["몽골",3.398,14.442,39.682,23.51,-14.7,6.49,4.55,8.741,0.696,0.998,1.017,23.635,1.91,2572,15.298,0.449,0.164,3.642,6.956,1.637,0.596,"Mongolia"]
["몬테네그로",0.616,4.87,12.206,0.743,0.309,1.04,0.775,2.71,0.224,0.249,0.298,2.646,1.688,4400,28.894,0.214,0.085,2.544,4.295,0.543,0.217,"Montenegro"]
["모로코",37.458,125.544,306.735,2.164,21.159,22.51,16.358,36.518,3.097,4.493,5.736,67.171,0.601,975,18.933,0.179,0.073,2.984,1.793,0.535,0.219,"Morocco"]
["모잠비크",32.97,19.464,42.609,24.204,-12.456,11.71,8.654,12.988,1.078,5.306,1.425,7.795,0.355,394,12.458,0.602,0.275,0.666,0.236,0.4,0.183,"Mozambique"]
["미얀마",54.179,68.017,234.787,25.526,-4.086,21.48,18.854,19.037,1.836,10.977,4.319,25.948,0.396,351,9.736,0.316,0.091,1.208,0.479,0.381,0.111,"Myanmar"]
["나미비아",2.567,11.301,24.294,0.887,1.211,2,1.524,3.557,0.304,0.133,0.647,3.213,0.779,1386,19.929,0.177,0.082,1.606,1.252,0.284,0.132,"Namibia"]
["네팔",30.548,33.084,109.926,11.324,4.236,15.45,15.311,9.54,0.817,9.419,1.587,12.758,0.506,312,5.334,0.467,0.141,0.826,0.418,0.386,0.116,"Nepal"]
["네덜란드",17.701,894.812,995.861,23.869,62.626,63.3,49.504,112.675,8.924,8.295,9.187,121.489,3.576,6365.46,18.027,0.071,0.064,1.919,6.863,0.136,0.122,"Netherlands"]
["뉴질랜드",5.142,215.542,208.611,14.136,5.513,19.09,13.235,41.444,3.315,1.537,4.892,28.69,3.713,8059.988,25.05,0.089,0.092,1.503,5.579,0.133,0.138,"New Zealand"]
["니카라과",6.948,14.729,38.038,2.371,1.903,4.09,2.731,4.593,0.336,1.177,0.801,4.861,0.589,661.019,12.289,0.278,0.108,1.188,0.7,0.33,0.128,"Nicaragua"]
["니제르",26.208,14.349,33.942,3.973,0.222,4.1,3.738,1.58,0.12,2.967,0.515,2.924,0.156,60.28,3.21,0.286,0.121,0.713,0.112,0.204,0.086,"Niger"]
["나이지리아",218.541,534.697,1067.263,127.496,-49.267,74.32,59.445,30.259,2.773,24.822,20.656,100.389,0.34,138.46,4.664,0.139,0.07,1.351,0.459,0.188,0.094,"Nigeria"]
["노르웨이",5.457,433.493,352.045,216.041,-189.586,25.27,21.061,127.552,9.893,3.845,5.133,35.603,4.631,23374.082,46.973,0.058,0.072,1.409,6.524,0.082,0.101,"Norway"]
["오만",4.576,86.294,167.507,89.788,-59.29,27.75,25.337,38.587,3.111,1.633,4.5,74.921,6.064,8432.434,12.278,0.322,0.166,2.7,16.372,0.868,0.447,"Oman"]
["파키스탄",235.825,397.384,1281.051,69.539,45.648,114.72,89.688,147.631,10.347,39.191,19.35,201.272,0.486,626.019,11.537,0.289,0.09,1.754,0.853,0.506,0.157,"Pakistan"]
["파나마",4.409,70.31,130.606,1.11,8.006,4.68,3.807,11.207,0.964,0.622,1.859,11.09,1.061,2541.759,25.33,0.067,0.036,2.37,2.515,0.158,0.085,"Panama"]
["파라과이",6.781,42.037,89.192,6.776,0.399,7.07,6.271,14.961,1.261,1.635,2.221,7.368,1.043,2206.346,20.103,0.168,0.079,1.042,1.087,0.175,0.083,"Paraguay"]
["페루",34.05,226.007,419.969,24.577,3.372,27.67,22.166,53.174,4.483,4.366,9.487,56.815,0.813,1561.649,20.223,0.122,0.066,2.053,1.669,0.251,0.135,"Peru"]
["필리핀",115.559,407.69,976.318,31.651,34.163,62.77,35.869,100.822,7.852,10.31,12.375,137.531,0.543,872.475,21.892,0.154,0.064,2.191,1.19,0.337,0.141,"Philippines"]
["폴란드",37.827,629.863,1346.379,58.986,48.266,103.23,76.277,169.26,12.164,20.281,23.873,284.988,2.729,4474.57,15.948,0.164,0.077,2.761,7.534,0.452,0.212,"Poland"]
["포르투갈",10.299,230.344,354.978,5.892,16.582,20.33,16.227,53.061,4.184,2.663,5.743,35.71,1.974,5152.066,25.786,0.088,0.057,1.757,3.467,0.155,0.101,"Portugal"]
["카타르",2.695,170.931,252.084,222.597,-175.595,44.33,23.821,51.502,4.145,2.097,3.853,90.668,16.449,19110.189,17.4,0.259,0.176,2.045,33.643,0.53,0.36,"Qatar"]
["루마니아",18.957,232.151,559.397,22.225,10.236,31.54,24.331,51.765,3.674,7.868,7.456,66.519,1.664,2730.646,15.101,0.136,0.056,2.109,3.509,0.287,0.119,"Romania"]
["러시아",143.556,1482.443,3853.047,1443.784,-607.024,807.88,531.121,1036.26,70.75,140.91,102.869,1623.229,5.628,7218.506,13.321,0.545,0.21,2.009,11.307,1.095,0.421,"Russia"]
["사우디아라비아",36.409,782.017,1842.878,683.848,-431.72,242.27,161.07,380.804,27.588,14.184,45.967,532.875,6.654,10459.064,17.128,0.31,0.131,2.2,14.636,0.681,0.289,"Saudi Arabia"]
["세네갈",16.877,25.336,61.738,2.015,3.87,5.58,3.902,7.052,0.584,1.481,1.596,11.32,0.331,407.255,14.961,0.22,0.09,2.029,0.671,0.447,0.183,"Senegal"]
["세르비아",6.76,49.938,133.422,9.623,7.37,16.27,10.034,34.08,2.492,3.426,2.667,45.009,2.407,5041.35,24.834,0.326,0.122,2.766,6.658,0.901,0.337,"Serbia"]
["싱가포르",5.64,383.031,598.68,0.69,90.668,37.38,18.388,57.179,4.719,0.765,2.247,46.595,6.628,10143.496,25.665,0.098,0.062,1.247,8.262,0.122,0.078,"Singapore"]
["슬로바키아",5.49,102.55,188.066,6.939,11.57,16.77,11.031,26.929,1.966,2.615,2.682,28.129,3.055,4905.994,17.827,0.164,0.089,1.677,5.124,0.274,0.15,"Slovak Republic"]
["슬로베니아",2.11,53.545,81.081,3.075,3.445,6.42,4.817,14.216,1.121,0.986,1.972,11.951,3.043,6740.682,23.278,0.12,0.079,1.862,5.664,0.223,0.147,"Slovenia"]
["남아프리카",59.89,360.66,789.544,138.299,-13.489,123.3,59.043,209.462,16.015,7.874,16.022,394.069,2.059,3497.218,27.125,0.342,0.156,3.196,6.58,1.093,0.499,"South Africa"]
["남수단",10.91,11.536,12.609,7.379,-6.54,0.76,0.576,0.516,0.044,0.212,0.294,1.672,0.07,47.32,7.671,0.066,0.06,2.201,0.153,0.145,0.133,"South Sudan"]
["스페인",47.808,1323.712,1795.071,34.718,95.294,115,81.42,247.521,19.292,14.027,32.168,217.099,2.405,5177.404,23.694,0.087,0.064,1.888,4.541,0.164,0.121,"Spain "]
["스리랑카",22.181,88.408,265.981,4.842,6.311,10.51,8.938,15.173,1.286,2.706,2.914,18.355,0.474,684.04,14.393,0.119,0.04,1.746,0.828,0.208,0.069,"Sri Lanka"]
["수단",46.874,61.251,161.902,16.702,3.835,20.34,13.825,13.769,1.148,6.317,3.99,18.029,0.434,293.752,8.307,0.332,0.126,0.886,0.385,0.294,0.111,"Sudan "]
["수리남",0.618,4.414,8.286,0.944,0.186,1.08,0.733,1.842,0.155,0.101,0.316,2.833,1.748,2981.167,21.118,0.245,0.13,2.623,4.584,0.642,0.342,"Suriname"]
["스웨덴",10.487,586.161,558.537,35.742,13.012,45.37,31.323,130.231,10.556,7.062,6.599,32.454,4.326,12418.327,33.701,0.077,0.081,0.715,3.095,0.055,0.058,"Sweden"]
["스위스",8.777,790.558,615.819,11.941,11.67,22.74,16.795,64.156,4.904,4.607,5.274,31.844,2.591,7309.575,29.198,0.029,0.037,1.4,3.628,0.04,0.052,"Switzerland"]
["시리아",22.125,3.814,{"$error":"#VALUE!"},4.238,6.256,10.21,5.228,15.488,1.238,1.214,1.66,27.522,0.461,700.003,23.675,2.677,0,2.696,1.244,7.216,0,"Syrian Arab Republic"]
["대만",23.889,675.857,1393.448,10.429,110.405,116.95,73.059,278.539,22.396,6.365,13.111,269.51,4.896,11659.718,30.655,0.173,0.084,2.304,11.282,0.399,0.193,"Chinese Taipei"]
["타지키스탄",9.953,12.822,41.267,2.812,1.071,3.82,3.208,15.026,1.263,0.87,0.736,7.591,0.384,1509.696,39.355,0.298,0.093,1.987,0.763,0.592,0.184,"Tajikistan "]
["탄자니아",65.498,71.006,175.744,22.968,3.391,26.22,22.717,7.99,0.658,14.85,3.297,17.516,0.4,121.994,2.895,0.369,0.149,0.668,0.267,0.247,0.1,"United Rep. of Tanzania"]
["태국",71.697,450.095,1219.438,61.169,76.5,133.24,98.223,205.696,16.985,8.592,27.777,250.042,1.858,2868.96,17.292,0.296,0.109,1.877,3.487,0.556,0.205,"Thailand"]
["토고",8.849,7.96,19.481,3.117,0.843,3.87,2.397,1.744,0.149,1.608,0.413,1.918,0.437,197.089,6.196,0.486,0.199,0.496,0.217,0.241,0.098,"Togo"]
["트리니다드토바고",1.531,21.673,32.599,26.723,-11.376,15.08,11.34,9.002,0.744,0.372,0.854,13.711,9.85,5879.577,6.563,0.696,0.463,0.909,8.955,0.633,0.421,"Trinidad and Tobago"]
["튀니지",12.356,48.406,127.968,5.227,6.157,11.59,8.638,19.337,1.589,2.334,2.758,26.39,0.938,1564.984,18.393,0.239,0.091,2.277,2.136,0.545,0.206,"Tunisia"]
["튀르키예",84.98,1194.061,2795.504,51.103,113.779,156.5,112.826,302.038,24.272,24.987,30.162,389.979,1.842,3554.226,21.513,0.131,0.056,2.492,4.589,0.327,0.14,"Türkiye"]
["투르크메니스탄",6.431,46.009,97.922,85.398,-44.651,40.67,27.307,20.456,1.31,0.424,4.116,94.984,6.324,3180.783,4.796,0.884,0.415,2.335,14.77,2.064,0.97,"Turkmenistan"]
["우크라이나",38,71.881,344.288,47.124,15.444,61.28,32.614,100.175,6.921,11.315,1.045,101.289,1.613,2636.178,21.22,0.853,0.178,1.653,2.665,1.409,0.294,"Ukraine"]
["아랍에미레이트",9.44,431.438,724.227,252.95,-144.016,83.98,58.63,147.98,12.057,3.803,12.026,173.642,8.896,15674.223,20.565,0.195,0.116,2.068,18.394,0.402,0.24,"U.A.E"]
["영국",67.791,3210.177,3034.154,103.3,60.446,153.01,113.67,293.084,23.582,31.609,38.23,309.418,2.257,4323.345,20.746,0.048,0.05,2.022,4.564,0.096,0.102,"United Kingdom"]
["미국",333.568,21236.522,21236.522,2318.508,-141.268,2172.99,1578.765,4331.591,344.472,275.97,618.684,4607.593,6.514,12985.631,21.819,0.102,0.102,2.12,13.813,0.217,0.217,"United States"]
["우루과이",3.423,62.337,80.582,3.156,2.548,5.51,4.957,12.173,1.013,0.849,1.417,7.178,1.61,3556.242,20.442,0.088,0.068,1.303,2.097,0.115,0.089,"Uruguay"]
["우즈베키스탄",35.648,123.057,300.354,48.282,0.747,48.28,33.568,73.164,4.869,12.845,7.037,113.412,1.354,2052.393,14.504,0.392,0.161,2.349,3.181,0.922,0.378,"Uzbekistan"]
["베네수엘라",28.302,38.946,161.328,69.155,-30.82,41.7,16.826,56.122,4.088,2.505,5.024,63.638,1.473,1982.983,24.293,1.071,0.258,1.526,2.249,1.634,0.394,"Venezuela"]
["베트남",98.187,355.537,1051.403,66.037,34.672,101.98,72.617,261.602,20.715,10.06,14.69,286.647,1.039,2664.324,28.526,0.287,0.097,2.811,2.919,0.806,0.273,"Viet Nam"]
["예멘",33.697,34.535,55.698,3.023,-0.291,2.63,2.444,2.063,0.225,0.96,0.92,8.218,0.078,61.231,9.217,0.076,0.047,3.125,0.244,0.238,0.148,"Yemen"]
["잠비아",20.018,26.178,67.121,14.712,1.457,16.14,10.631,14.187,1.185,6.994,0.833,9.041,0.806,708.737,11.144,0.617,0.24,0.56,0.452,0.345,0.135,"Zambia"]
["짐바브웨",16.321,22.163,41.095,5.715,1.136,6.69,5.685,8.658,0.735,2.902,0.793,10.121,0.41,530.471,12.93,0.302,0.163,1.513,0.62,0.457,0.246,"Zimbabwe"]
["1. TPES: Total Primary Energy Supply. 세계 1차에너지는 국제벙커링과 전력열 교역량을 포함.",{"$nulls":12},"1. TPES: Total Primary Energy Supply. TPES for world includes international aviation and international marine bunkers as well as electricity and heat trade. "]
["2. TFC: Total Final Consumption ",{"$nulls":12},"2. TFC: Total Final Consumption "]
["3. 연소에 의한 CO2 배출량만이며, IEA 에너지밸런스와 개정된 2006년 IPCC 지침에 의해 산출. 세계 배출량은 국제벙커링 배출 포함.",{"$nulls":12},"3. CO2 emissions from fuel combustion only. Emissions are calculated using the IEA's energy balances and the Revised 2006 IPCC Guidelines. "]
["자료: IEA, World Energy Balance 2024",{"$nulls":12},"   CO2 emissions for world include emissions from international aviation and international marine bunkers."]
[{"$nulls":13},"Source: IEA, World Energy Balance 2024"]

{"sheet":"Ⅷ-2-1","index":111,"n_rows":53,"n_cols":9,"rows_kept":53,"cut":false,"hidden":false,"merged":[[4,0,6,0]],"flags":["formulas_cached_only"]}
["2. 에너지통계 Energy Statistics"]
["2-1. 세계 1차에너지 공급 Primary Energy Supply of World"]
[]
["단위: 백만 toe",{"$nulls":7},"Unit: Million toe"]
[null,"합계",null,"석유","천연가스","석탄","원자력","수력","신재생"]
[null,null,"증감율(%)"]
[null,"Total","Growth\nRate(%)","Oil","Natural Gas","Coal","Nuclear","Hydro","Renewables"]
[1981,6582.901,-0.7,2870.189,1308.542,1818.571,189.179,392.034,4.385]
[1985,7169.773,8.9,2816.159,1488.876,2070.855,335.331,448.285,10.268]
[1986,7329.789,2.232,2902.339,1502.39,2101.83,361.271,454.02,7.939]
[1987,7581.513,3.434,2957.097,1578.111,2180.334,392.888,462.086,10.997]
[1988,7866.751,3.762,3049.782,1653.667,2244.743,428.382,474.047,16.131]
[1989,8031.373,2.093,3104.646,1727.85,2260.564,440.502,472.864,24.947]
[1990,8118.066,1.079,3159.282,1768.178,2211.165,453.081,489.865,36.495]
[1991,8166.935,0.602,3157.636,1807.227,2181.142,474.461,500.617,45.852]
[1992,8229.866,0.771,3208.037,1817.886,2158.703,478.334,500.88,66.026]
[1993,8282.507,0.64,3175.582,1853.605,2162.843,494.844,531.306,64.327]
[1994,8393.186,1.336,3240.447,1865.196,2177.465,504.034,534.364,71.68]
[1995,8565.235,2.05,3287.572,1926.254,2234.495,525.903,562.891,28.12]
[1996,8816.408,2.932,3360.851,2016.194,2282.44,544.84,571.187,40.896]
[1997,8915.439,1.123,3445.923,2015.232,2285.127,541.122,581.117,46.918]
[1998,8969.031,0.601,3470.838,2048.306,2254.695,550.09,589.857,55.245]
[1999,9126.617,1.757,3538.919,2094.192,2258.008,571.113,594.9,69.485]
[2000,9356.368,2.517,3581.399,2177.401,2342.137,584.334,602.364,68.732]
[2001,9461.53,1.124,3609.363,2216.585,2351.442,600.789,586.624,96.726]
[2002,9677.695,2.285,3640.178,2276.714,2411.037,610.47,598.499,140.798]
[2003,10031.16,3.652,3718.99,2343.117,2610.031,598.255,597.056,163.71]
[2004,10525.098,4.924,3865.246,2413.777,2795.219,624.935,635.204,190.716]
[2005,10893.585,3.501,3911.594,2499.487,2923.212,626.662,662.188,270.443]
[2006,11220.301,2.999,3950.096,2562.142,3075.127,635.194,688.082,309.661]
[2007,11588.353,3.28,4009.716,2647.324,3199.753,621.85,700.741,408.968]
[2008,11738.526,1.296,3994.803,2717.696,3256.306,619.031,727.649,423.041]
[2009,11549.931,-1.607,3921.604,2655.678,3238.707,614.093,737.744,382.105]
[2010,12119.439,4.931,4038.197,2864.087,3463.997,626.363,782.128,344.667]
[2011,12414.366,2.434,4081.381,2914.192,3628.787,600.366,794.678,394.963]
[2012,12589.025,1.407,4138.947,2986.251,3723.685,559.905,833.627,346.611]
[2013,12829.257,1.908,4179.146,3052.76,3866.982,563.666,861.608,282.987]
[2014,12953.934,0.972,4251.587,3081.462,3911.181,575.47,884.288,316.605]
[2015,13060.205,0.82,4340.957,3146.746,3784.654,582.716,883.215,366.71]
[2016,13258.5,1.518,4557.34,3073.244,3706.039,591.219,913.263,417.395]
[2017,13474.602,1.63,4662.053,3309.421,3772.096,611.267,948.795,561.25]
[2018,13762.989,2.14,4572.75,3311.833,3792.728,577.081,891.755,616.841]
[2019,13889.145,0.917,4583.203,3356.784,3765.146,595.442,900.185,688.384]
[2020,13294.964,-4.278,4149.55,3286.997,3616.716,572.784,911.498,757.418]
[2021,14214.934,5.1,4399.869,3471.591,3824.007,604.586,961.584,953.296]
[2022,14506.294,1.493,4576.684,3446.851,3858.05,576.429,969.201,1079.078]
[2023,14799.576,1.433,4691.66,3448.129,3917.879,586.774,947.044,1208.092]
["주: 1. 1차에너지는 발전에 사용된 신재생에너지를 포함한 상업적 거래 연료로 구성됨. "]
["     2. ^는 0.005 이하"]
["Note: 1. Primary energy comprises commercially traded fuels, including modern renewables used to generate electricity."]
["        2. ^ Less than 0.005"]
["자료: EI 2024 Energy Institute Statistical Review of World Energy"]
["Source: EI 2024 Energy Institute Statistical Review of World Energy"]

{"sheet":"Ⅷ-2-2","index":112,"n_rows":47,"n_cols":9,"rows_kept":47,"cut":false,"hidden":false,"merged":[],"flags":["formulas_cached_only"]}
["2. 에너지통계 Energy Statistics"]
["2-2. 국별 1차에너지 공급(2023년) Primary Energy Supply by Country(2023)"]
[]
["단위: 엑사줄",{"$nulls":7},"Unit: EJ(Exajoules)"]
[null,"합계","석유","천연가스","석탄","원자력","수력","신재생"]
[null,"Total","Oil","Natural Gas","Coal","Nuclear","Hydro","Renewables"]
["전세계",619.629,196.43,144.366,164.034,24.567,39.651,50.58,"Total World"]
["Non-OECD",389.732,109.285,81.114,138.884,8.13,26.694,25.625,"Non-OECD"]
["OECD",229.897,87.145,63.252,25.15,16.437,12.957,24.956,"OECD"]
["중국",170.739,32.726,14.574,91.939,3.901,11.465,16.134,"China"]
["미국",94.281,35.858,31.913,8.197,7.324,2.21,8.779,"US"]
["유럽연합",77.846,28.333,16.681,8.395,6.604,5.973,11.86,"European Union "]
["인도",39.016,10.573,2.254,21.981,0.433,1.395,2.38,"India"]
["러시아연합",31.291,7.212,16.321,3.834,1.951,1.878,0.095,"Russian Federation"]
["일본",17.404,6.655,3.327,4.536,0.695,0.697,1.493,"Japan"]
["캐나다",13.95,4.352,4.346,0.371,0.799,3.406,0.676,"Canada"]
["독일",11.41,4.012,2.724,1.826,0.065,0.184,2.6,"Germany"]
["한국",12.434,5.363,2.163,2.694,1.62,0.035,0.559,"South Korea"]
["브라질",13.873,5.108,1.08,0.573,0.13,4.009,2.974,"Brazil"]
["이란",12.712,3.502,8.84,0.079,0.06,0.212,0.02,"Iran"]
["사우디아라비아",11.598,7.431,4.109,0.005,0,0,0.054,"Saudi Arabia"]
["프랑스",8.664,2.764,1.219,0.178,3.035,0.519,0.948,"France"]
["인도네시아",10.108,3.096,1.636,4.32,0,0.23,0.826,"Indonesia"]
["영국",6.95,2.688,2.286,0.184,0.366,0.049,1.378,"United Kingdom"]
["튀르키예",7.003,2.301,1.743,1.649,0,0.597,0.713,"Türkiye"]
["멕시코",8.453,3.837,3.513,0.264,0.111,0.191,0.537,"Mexico"]
["이탈리아",5.945,2.473,2.11,0.217,0,0.364,0.782,"Italy"]
["호주",6.021,2.166,1.444,1.508,0,0.143,0.759,"Australia"]
["스페인",5.662,2.568,1.055,0.119,0.51,0.238,1.173,"Spain"]
["태국",5.007,2.311,1.698,0.605,0,0.062,0.331,"Thailand"]
["남아프리카공화국",4.853,1.086,0.171,3.325,0.08,0.016,0.175,"South Africa"]
["대만",4.529,1.635,1.006,1.49,0.16,0.037,0.201,"Taiwan"]
["아랍에미레이트",5.133,2.204,2.408,0.102,0.29,0,0.129,"United Arab Emirates"]
["폴란드",4.116,1.405,0.705,1.506,0,0.022,0.478,"Poland"]
["베트남",4.891,1.195,0.26,2.323,0,0.757,0.356,"Vietnam"]
["말레이시아",4.807,1.787,1.659,0.983,0,0.295,0.085,"Malaysia"]
["파키스탄",3.372,0.782,1.362,0.617,0.201,0.35,0.06,"Pakistan"]
["이집트",3.938,1.494,2.162,0.05,0,0.129,0.103,"Egypt"]
["네덜란드",3.436,1.703,0.928,0.158,0.036,0.001,0.611,"Netherlands"]
["싱가포르",3.47,2.994,0.444,0.014,0,0,0.018,"Singapore"]
["아르헨티나",1.385,0.486,0.248,0.096,0,0.363,0.192,"Argentina"]
["우크라이나",2.22,0.393,0.675,0.487,0.47,0.119,0.076,"Ukraine"]
["카자흐스탄",2.981,0.689,0.771,1.386,0,0.082,0.053,"Kazakhstan"]
["주: 1차에너지는 발전에 사용된 신재생에너지를 포함한 상업적 거래 연료로 구성됨. "]
["Note: Primary energy comprises commercially traded fuels, including modern renewables used to generate electricity."]
["자료: EI 2024 Energy Institute Statistical Review of World Energy"]
["Source: EI 2024 Energy Institute Statistical Review of World Energy"]

{"sheet":"Ⅷ-2-3","index":113,"n_rows":41,"n_cols":21,"rows_kept":41,"cut":false,"hidden":false,"merged":[],"flags":["formulas_cached_only"]}
["2. 에너지통계  Energy Statistics"]
["2-3. 지역별 일차에너지 공급 Primary Energy Supply by Region"]
[]
["단위: 엑사줄",{"$nulls":19},"Unit: EJ(Exajoules)"]
[null,1970,1980,1990,2000,2010,2011,2012,2013,2014,2015,2016,2017,2018,2019,2020,2021,2022,2023,"23년 점유율"]
[{"$nulls":19},"Share of total 2023"]
["전세계",205.796,280.812,343.961,397.325,509.247,520.949,528.281,537.477,543.208,547.328,552.988,566.107,581.466,588.048,567.604,596.625,607.35,619.629,1,"Total World"]
["Non-OECD",61.091,104.085,145.41,164.91,272.184,286.353,295.779,302.664,310.324,313.893,318.364,328.977,340.814,349.52,345.694,364.068,373.8,389.732,0.629,"Non-OECD"]
["OECD",144.705,176.726,198.551,232.415,237.063,234.595,232.502,234.813,232.884,233.435,234.624,237.13,240.652,238.528,221.91,232.556,233.549,229.897,0.371,"OECD"]
["유럽연합",45.284,58.625,62.791,64.888,65.817,63.881,63.189,62.74,60.539,61.375,62.012,62.983,62.793,61.758,57.113,60.214,57.854,56.383,0.091,"European Union "]
["북미",73.722,87.732,96.973,114.793,114.593,114.642,112.302,115.094,116.043,115.1,115.072,115.759,119.248,118.396,109.75,115.199,117.898,116.684,0.188,"Total North America"]
["미국",65.541,74.707,81.393,95.566,93.433,92.625,90.171,92.623,93.585,92.691,92.617,92.966,96.368,95.683,88.642,93.445,95.415,94.281,0.152,"United States"]
["캐나다",6.727,9.762,10.831,13.131,13.509,14.018,14.061,14.397,14.428,14.47,14.342,14.537,14.725,14.644,13.758,13.921,14.299,13.95,0.023,"Canada"]
["멕시코",1.455,3.263,4.749,6.096,7.652,7.999,8.071,8.074,8.03,7.94,8.112,8.256,8.155,8.069,7.351,7.833,8.183,8.453,0.014,"Mexico"]
["중남미",6.397,11.274,14.397,20.818,26.945,27.955,28.814,29.32,29.711,29.575,29.436,29.649,29.371,29.19,26.921,28.985,30.373,31.276,0.05,"Total S. & Cent. America"]
["브라질",1.632,4.151,5.638,8.484,11.466,11.865,12.212,12.506,12.832,12.661,12.356,12.467,12.513,12.719,12.22,12.854,13.436,13.873,0.022,"Brazil"]
["아르헨티나",1.273,1.699,1.847,2.516,3.182,3.273,3.397,3.533,3.527,3.589,3.573,3.569,3.544,3.338,3.131,3.45,3.706,3.671,0.006,"Argentina"]
["유럽",57.839,72.515,90.397,88.198,89.496,87.427,87.223,86.474,83.225,84.048,85.063,86.193,86.209,84.898,79.16,83.01,79.601,77.846,0.126,"Total Europe"]
["독일",13,15.261,15.094,14.357,13.85,13.358,13.543,13.927,13.358,13.611,13.829,13.997,13.636,13.301,12.398,12.76,12.287,11.41,0.018,"Germany"]
["프랑스",6.594,8.378,9.539,11.224,10.804,10.429,10.419,10.527,10.069,10.16,9.956,9.918,10.04,9.826,8.788,9.337,8.275,8.664,0.014,"France"]
["영국",9.184,8.572,9.03,9.591,8.932,8.43,8.565,8.556,8.086,8.213,8.077,8.097,8.088,7.917,7.096,7.167,7.268,6.95,0.011,"United Kingdom"]
["이탈리아",5.048,6.206,6.678,7.557,7.332,7.192,6.998,6.691,6.344,6.533,6.559,6.635,6.673,6.55,5.947,6.367,6.186,5.945,0.01,"Italy"]
["독립국가연합",31.716,48.426,45.918,31.888,35.364,36.868,37.446,36.812,37.215,36.265,37.153,37.521,39.053,38.821,37.778,39.25,40.427,40.722,0.066,"Total CIS"]
["러시아",0,0,36.274,25.971,28.131,29.09,29.262,28.917,29.008,28.55,29.11,29.289,30.356,30.132,29.084,30.007,31.076,31.291,0.05,"Russia"]
["카자흐스탄",0,0,3.094,1.331,2.2,2.498,2.627,2.634,2.769,2.289,2.561,2.754,2.841,2.875,2.649,2.96,2.949,2.981,0.005,"Kazakhstan"]
["우즈베키스탄",0,0,1.871,2.141,1.894,1.98,1.953,1.959,2.043,1.939,1.881,1.926,1.944,1.952,1.944,2.037,2.12,2.104,0.003,"Uzbekistan"]
["중동",2.544,5.273,10.764,17.167,29.374,30.514,31.643,32.668,33.815,34.822,36.054,36.588,36.652,37.171,36.514,37.272,39.295,40.459,0.065,"Total Middle East"]
["이란",0.598,1.462,2.921,5.028,8.75,9.099,9.186,9.547,9.968,9.849,10.385,10.783,11.145,11.75,12.197,11.959,12.481,12.712,0.021,"Iran"]
["사우디아라비아",0.946,1.512,3.342,4.806,8.824,9.206,9.771,9.832,10.554,11.004,11.447,11.455,11.166,10.683,10.391,10.735,11.343,11.598,0.019,"Saudi Arabia"]
["이라크",0.141,0.365,0.856,1.162,1.368,1.409,1.536,1.692,1.639,1.61,1.747,2.043,2.126,2.303,2.059,2.134,2.389,2.512,0.004,"Iraq"]
["아프리카",3.215,6.092,9.389,11.506,16.035,16.173,16.827,17.306,17.782,18.162,18.671,19.294,19.77,20.197,19.145,20.754,20.951,20.869,0.034,"Total Africa"]
["남아공",1.517,2.325,3.707,4.267,5.27,5.206,5.126,5.148,5.208,5.104,5.337,5.317,5.116,5.349,5.014,5.062,4.872,4.853,0.008,"South Africa"]
["이집트",0.329,0.762,1.409,2.047,3.222,3.39,3.528,3.504,3.463,3.514,3.709,3.855,3.857,3.784,3.561,3.811,3.983,3.938,0.006,"Egypt"]
["아시아·태평양",30.364,49.499,76.124,112.955,197.44,207.369,214.026,219.804,225.416,229.356,231.539,241.102,251.164,259.375,258.336,272.154,278.806,291.774,0.471,"Total Asia Pacific"]
["중국",8.502,17.379,28.578,42.481,104.6,112.812,117.447,121.869,125.025,126.49,127,131.938,138.275,144.679,149.377,157.849,160.259,170.739,0.276,"China"]
["인도",2.749,4.387,8.283,13.411,22.505,23.733,25.015,25.843,27.59,28.547,29.826,30.963,32.717,33.542,31.782,34.506,36.371,39.016,0.063,"India"]
["일본",12.308,15.475,18.663,22.512,21.542,20.409,20.217,20.072,19.552,19.31,19.064,19.277,19.14,18.74,17.371,18.135,18.018,17.404,0.028,"Japan"]
["한국",0.603,1.635,3.838,8.08,10.927,11.434,11.579,11.613,11.71,11.914,12.267,12.405,12.611,12.466,12.049,12.623,12.752,12.434,0.02,"South Korea"]
["인도네시아",0.385,1.1,2.161,4.189,6.258,6.611,6.825,6.515,6.623,6.718,6.829,7.084,7.746,8.279,7.79,7.971,10.049,10.108,0.016,"Indonesia"]
["주: 일차에너지는 발전에 사용된 신재생에너지를 포함한 상업적 거래 연료로 구성됨. ",{"$nulls":8},"Note: Primary energy comprises commercially traded fuels including modern renewables used to generate electricity."]
["자료: EI 2024 Energy Institute Statistical Review of World Energy",{"$nulls":8},"Source: EI 2024 Energy Institute Statistical Review of World Energy"]

{"sheet":"Ⅷ-2-4","index":114,"n_rows":75,"n_cols":8,"rows_kept":75,"cut":false,"hidden":false,"merged":[],"flags":["formulas_cached_only"]}
["2. 에너지통계 Energy Statistics"]
["2-4. 원유 매장량 Proven Reserves of Crude Oil"]
[]
["단위: 십억 배럴",{"$nulls":6},"Unit: Billion barrels"]
[null,2000,2010,2019,2020,"20년 점유율","가채년수1"]
[null,"at end 2000","at end 2010","at end 2019","at end 2020","Share of total\n2020","R/P ratio1"]
["전세계",1300.9240758054448,1636.8866640431672,1734.8105370071285,1732.3661753656183,1,53.54883902774549,"Total World"]
["Non-OECD",1038.2464467524983,1398.3447394589527,1473.3297776972465,1472.4034820939423,0.8499377920393704,66.85470800439903,"Non-OECD"]
["OPEC",832.955913,1137.7440000000001,1214.7207449999999,1214.6697449999997,0.7011622382569562,108.3280520834418,"OPEC"]
["Non-OPEC",467.968162805445,499.1426640431673,520.0897920071287,517.6964303656183,0.2988377617430436,24.49096622784,"Non-OPEC"]
["OECD",262.67762905294666,238.5419245842148,261.48075930988205,259.9626932716761,0.15006220796062966,25.172590924666615,"OECD"]
["유럽연합",3.9291374391769502,3.193530211364495,2.3597122862366526,2.424385124133119,0.0013994645927680094,16.797747062927094,"European Union "]
["북미",236.52497745653727,220.257621001339,243.94778962588842,242.91049081922776,0.14021890652994373,28.216778623556156,"Total North America"]
["캐나다",181.50369745653728,174.848021001339,169.12490962588842,168.08761081922776,0.09702776076411941,89.42795730770749,"Canada"]
["미국",30.39,34.99,68.757,68.757,0.03968964585993994,11.40227479158141,"United States"]
["멕시코",24.63128,10.4196,6.065879999999999,6.065879999999999,0.0035014999058843818,8.677620079780352,"Mexico"]
["중남미",96.01035668729823,320.0783144076142,324.03353139908705,323.3661202510522,0.1866615296750442,151.26392984354672,"Total S. & Cent. America"]
["브라질",8.464487649293162,14.24633,12.714599999999999,11.925011329482262,0.00688365514119177,10.768913423462264,"Brazil"]
["아르헨티나",2.9737030132881475,2.524151719649196,2.4827074925111905,2.4827074925111905,0.0014331308979680416,11.297551552735849,"Argentina"]
["콜롬비아",1.9719000000000002,1.9,1.96,2.036,0.0011752711574216112,7.119501469671536,"Colombia"]
["에쿠아도르",2.6681680247169197,2.0674503879650596,1.3025471,1.3025471,0.0007518890166076439,7.424047690088797,"Ecuador"]
["페루",0.90562,1.24,0.8031766867132752,0.7463460290587376,0.0004308246372342269,15.523650662005466,"Peru"]
["트리니나드토바고",0.8510699999999998,0.83,0.24298200000000003,0.24298200000000003,0.00014026018485884968,8.705841670687185,"Trinidad & Tobago"]
["베네수엘라",76.848,296.501,303.805745,303.805745,0.17537039762155443,1537.8468301715404,"Venezuela"]
["유럽",21.04358251694335,13.627595402471998,14.195733597745347,13.628963064742669,0.007867253043004178,10.403563910406552,"Total Europe"]
["덴마크",1.11329650166145,0.8994429363705501,0.4277071305818,0.4277071305818,0.0002468918734756131,16.22275005878136,"Denmark"]
["이탈리아",0.597951,0.5797551240000001,0.551810376,0.6040743209999999,0.00034869898153749694,14.708410553242583,"Italy"]
["노르웨이",11.3662450777664,6.803992191107503,8.52298962364425,7.901704611202535,0.004561220787824993,10.786808123190095,"Norway"]
["루마니아",1.1699000000000004,0.6,0.6,0.6,0.0003463470994366241,22.664901322685868,"Romania"]
["영국",4.725,2.805,2.5,2.5,0.001443112914319267,6.637914425586902,"United Kingdom"]
["독립국가연합",120.08002259999998,144.24435179999998,146.24823919999997,146.24823919999997,0.08442108907438929,29.608073068275974,"Total CIS"]
["아제르바이젠",1.2,7,7,7,0.004,26.7,"Azerbaijan"]
["카자흐스탄",5.4,30,30,30,0.017317354971831206,45.26437427536104,"Kazakhstan"]
["러시아",112.11202259999999,105.80035179999999,107.80423919999998,107.80423919999998,0.06222947592315334,27.614035960753395,"Russia"]
["투르크메니스탄",0.546,0.6,0.6,0.6,0.0003463470994366241,7.585600048547841,"Turkmenistan"]
["우즈베키스탄",0.594,0.594,0.594,0.594,0.00034288362844225786,34.708932875611715,"Uzbekistan"]
["중동",696.68857,765.9469399999999,836.0084300000001,835.941691,0.4825432999599945,82.5613525505292,"Total Middle East"]
["이란",99.53,151.17,157.8,157.8,0.09108928715183215,139.80140758223297,"Iran"]
["이라크",112.50000000000001,115,145.019,145.019,0.08371151668866632,96.31941888529332,"Iraq"]
["쿠웨이트",96.5,101.5,101.5,101.5,0.058590384321362245,103.24559693319809,"Kuwait"]
["오만",5.848,5.5,5.373,5.373,0.0031015382754549688,15.441931526112905,"Oman"]
["카타르",16.8667,24.683999999999997,25.243999999999996,25.243999999999996,0.01457197696363023,38.12383225039625,"Qatar"]
["사우디아라비아",262.766,264.516,297.578,297.527,0.17174602242346743,73.64062726165292,"Saudi Arabia"]
["시리아",2.325,2.5,2.5,2.5,0.001443112914319267,158.78361285537025,"Syria"]
["아랍에미레이트",97.8,97.8,97.8,97.8,0.05645457720816972,73.07844572709433,"U.A.E"]
["예멘",2.4,3,3,3,0.0017317354971831205,86.67013347200555,"Yemen"]
["아프리카",92.90443300000003,124.948122,125.02788392233376,125.11195008208796,0.07222026835965145,49.796657545120674,"Total Africa"]
["알제리아",11.314,12.2,12.2,12.2,0.007042391021878023,25.026801755872203,"Algeria"]
["앙골라",5.972,9.055,7.783000000000001,7.783000000000001,0.004492699124858743,16.06617064981429,"Angola"]
["차드",0.9000000000000001,1.5,1.5,1.5,0.0008658677485915603,32.46090468151817,"Chad"]
["콩고",1.505913,2,2.882,2.882,0.0016636205676272512,25.67026203180947,"Republic of Congo "]
["이집트",3.6269,4.5,3.146,3.146,0.0018160132913793657,13.950604553267466,"Egypt"]
["기니아",0.7999999999999999,1.705,1.1,1.1,0.0006349696823004776,18.679346746155005,"Equatorial Guinea"]
["가봉",2.42,2,2,2,0.0011544903314554137,26.398458330033527,"Gabon"]
["리비아",36,47.097,48.363,48.363,0.027917307950089086,339.1697687560077,"Libya"]
["나이지리아",29,37.2,36.89000000000001,36.89000000000001,0.02129457416369511,56.07065605179163,"Nigeria"]
["남수단","n/a","n/a",3.5,3.5,0.0020203580800469737,56.41431630682537,"South Sudan"]
["수단",0.2621,4.999999999999999,1.4999999999999998,1.4999999999999998,0.0008658677485915601,47.85874175526103,"Sudan"]
["튜니지아",0.42519999999999997,0.425,0.425,0.425,0.0002453291954342754,32.6942341371807,"Tunisia"]
["아시아·태평양",37.672133544666096,47.78371943174205,45.348929262074115,45.15872094850771,0.0260676533579726,16.617109842583737,"Total Asia Pacific"]
["호주",4.9437912446661,3.831079695403828,2.3903420957597694,2.3903420957597694,0.001379813419212762,13.895944867302399,"Australia"]
["브르나이",1.2299999999999998,1.1,1.1,1.1,0.0006349696823004776,27.317334763451445,"Brunei"]
["중국",15.1903,23.26800749,25.96275738,25.96275738,0.014986876186566344,18.185573679589666,"China"]
["인도",5.2899003,5.8331898,4.660614314166137,4.543292180978889,0.0026225934479585534,16.105965165048435,"India"]
["인도네시아",5.12,4.23,2.4839700000000002,2.44,0.0014084782043756047,8.972823555337781,"Indonesia"]
["말레이지아",2.1255300000000004,3.5719999999999996,2.7318000000000002,2.7318000000000002,0.0015769183437349496,12.527838226039899,"Malaysia"]
["태국",0.515,0.442,0.25275000000000003,0.25275000000000003,0.0001458987156376779,1.6536579556304443,"Thailand"]
["베트남",1.95,4.4,4.4,4.4,0.0025398787292019104,58.05609842039251,"Vietnam"]
["1. 가채년수 : 계속 같은 비율로 생산된다는 가정하에 기말기준 매장량을 그 해 생산으로 나눔."]
["1. Reserves-to-production(R/P) ratio : If the reserves remaining at the end of any year are divided by the  production in that year, "]
["   the result is the length of time  that those remaining reserves would last if production were to continue at that rate."]
["주 : *는 500년 이상, ^는 0.05 이하, w는 0.05% 이하"]
["Note : * More than 500 years, ^ Less than 0.05, ◆ Less than 0.05%"]
["자료: EI 2024 Energy Institute Statistical Review of World Energy"]
["Source: EI 2024 Energy Institute Statistical Review of World Energy"]

{"sheet":"Ⅷ-2-5","index":115,"n_rows":42,"n_cols":24,"rows_kept":42,"cut":false,"hidden":false,"merged":[],"flags":["formulas_cached_only"]}
["2. 에너지통계 Energy Statistics"]
["2-5. 국별 원유 생산 Crude Oil Production by Country"]
[]
["단위: 천 배럴/일",{"$nulls":10},"Unit: Thousand Barrels per Day","단위: 백만 톤",{"$nulls":10},"Unit: Million tonnes"]
[null,1985,1995,2005,2015,2019,2020,2021,2022,2023,"23년 점유율",null,null,1985,1995,2005,2015,2019,2020,2021,2022,2023,"23년 점유율"]
[{"$nulls":10},"Share of total 2023",{"$nulls":11},"Share of total 2023"]
["전세계",57344.625,67841.005,81823.666,91717.375,95172.304,88928.244,90282.155,94291.827,96376.065,1,"Total World","전세계",2791.546,3279.064,3932.511,4363.902,4487.432,4188.209,4237.892,4424.137,4514.104,1,"Total World"]
["Non-OECD",37041.768,46489.178,61378.656,67112.698,66083.728,60683.793,61767.841,64677.358,65045.93,0.675,"Non-OECD","OECD",968.234,1007.123,955.417,1140.451,1328.355,1282.562,1290.575,1335.709,1411.173,0.313,"OECD"]
["Non-OPEC",41899.688,41188.071,47634.889,55375.33,60092.903,57821.258,58354.389,60044.4,62327.799,0.647,"Non-OPEC","Non-OECD",1823.313,2271.941,2977.095,3223.451,3159.077,2905.646,2947.317,3088.428,3102.93,0.687,"Non-OECD"]
["OPEC",15444.937,26652.934,34188.777,36342.045,35079.401,31106.986,31927.766,34247.427,34048.266,0.353,"OPEC","OPEC",750.516,1294.679,1646.322,1731.056,1656.976,1467.954,1501.483,1611.833,1597.756,0.354,"OPEC"]
["OECD",20302.856,21351.827,20445.01,24604.677,29088.576,28244.451,28514.314,29614.469,31330.134,0.325,"OECD","Non-OPEC",2041.031,1984.386,2286.189,2632.847,2830.456,2720.255,2736.409,2812.304,2916.348,0.646,"Non-OPEC"]
["유럽연합",749.404,780.704,867.214,534.203,413.823,391.759,369.535,345.586,328.028,0.003,"European Union ","유럽연합",36.146,37.659,42.145,26.088,20.195,19.167,18.029,16.819,15.954,0.004,"European Union "]
["북미",15305.173,13778.535,13707.301,19756.371,24425.98,23533.265,24032.692,25361.371,27050.427,0.281,"Total North America","북미",730.244,645.673,638.159,910.63,1109.352,1060.389,1078.973,1133.647,1207.529,0.268,"Total North America"]
["미국",10580.378,8321.639,6900.784,12781.695,17135.42,16493.062,16692.6,17843.773,19358.085,0.201,"United States","미국",498.705,383.554,308.988,567.041,750.972,713.313,715.913,762.088,827.141,0.183,"United States"]
["캐나다",1812.795,2402.128,3040.896,4388.136,5372.417,5130.296,5413.774,5574.555,5652.542,0.059,"Canada","캐나다",85.685,111.906,142.679,216.074,263.462,252.023,266.619,273.928,277.851,0.062,"Canada"]
["멕시코",2912,3054.768,3765.621,2586.541,1918.143,1909.906,1926.317,1943.043,2039.8,0.021,"Mexico","멕시코",145.854,150.213,186.491,127.515,94.918,95.053,96.441,97.631,102.536,0.023,"Mexico"]
["중남미",3721.374,5778.981,7337.378,7991.495,6425.813,6085.905,6110.594,6625.703,7367.824,0.076,"Total S. & Cent. America","중남미",192.64,300.062,374.736,410.655,329.538,313.048,313.463,339.685,378.11,0.084,"Total S. & Cent. America"]
["브라질",560.96,714.9,1705.576,2524.987,2889.715,3030.271,2991.347,3112.491,3502.316,0.036,"Brazil","브라질",29.47,37.504,88.981,132.193,151.199,159.345,156.912,163.216,183.693,0.041,"Brazil"]
["베네수엘라",1744,2959,3302.108,2863.871,1051.094,679.737,678.469,735.209,853.345,0.009,"Venezuela","베네수엘라",91.504,155.325,169.409,147.619,53.437,34.632,34.451,37.511,43.727,0.01,"Venezuela"]
["유럽",4564.858,6643.256,5850.693,3601.733,3460.385,3612.098,3435.546,3213.798,3224.877,0.033,"Total Europe","유럽",217.303,315.182,274.295,166.911,159.982,168.433,160.861,151.356,152.072,0.034,"Total Europe"]
["노르웨이",823,2903,2983.4,1952.625,1773.58,2018.34,2035.649,1905.722,2021.922,0.021,"Norway","노르웨이",39.211,138.4,139.471,87.953,80.309,92.699,94.252,89.189,94.742,0.021,"Norway"]
["영국",2695.422,2769.156,1837.775,963.529,1118.065,1048.722,874.117,808.848,715.007,0.007,"United Kingdom","영국",127.611,129.894,84.721,45.288,51.818,48.985,40.864,37.752,33.446,0.007,"United Kingdom"]
["독립국가연합",11870.219,7168.479,11686.648,13965.955,14700.605,13467.702,13806.085,13932.529,13868.32,0.144,"Total CIS","독립국가연합",589.886,354.252,575.583,683.419,718.482,659.063,673.216,679.221,675.24,0.15,"Total CIS"]
["러시아",10862.592,6235.777,9597.655,11086.796,11679,10665.789,10999.817,11202.372,11075.153,0.115,"Russian Federation","러시아",542.306,310.749,474.819,544.552,573.389,524.372,538.784,548.517,541.66,0.12,"Russia"]
["카자흐스탄",484.767,450.439,1294.329,1671.952,1903.099,1796.397,1805.349,1770.755,1891.441,0.02,"Kazakhstan","카자흐스탄",22.66,20.633,61.486,79.456,90.556,85.657,85.878,84.236,89.98,0.02,"Kazakhstan"]
["중동",10596.495,20150.407,25479.805,29900.847,30131.999,27782.109,28171.259,30843.815,30362.438,0.315,"Total Middle East","중동",514.124,975.361,1222.487,1406.479,1411.411,1300.306,1314.705,1442.146,1413.889,0.313,"Total Middle East"]
["사우디아라비아",3600.955,8973.538,10838.581,11997.938,11832.319,11038.951,10953.763,12190.872,11388.982,0.118,"Saudi Arabia","사우디아라비아",172.072,431.263,516.628,568.034,556.564,519.583,515.023,574.231,531.678,0.118,"Saudi Arabia"]
["이라크",1425.292,530.276,1833,3985.97,4779.452,4113.675,4102.403,4519.666,4355.34,0.045,"Iraq","이라크",69.839,26.026,89.934,195.616,234.22,202.038,200.829,221.31,213.041,0.047,"Iraq"]
["아랍에미레이트",1211.146,2444,2945.463,3875.778,3983.793,3679.457,3640.443,4020.094,3921.544,0.041,"U.A.E","아랍에미레이트",55.96,114.411,136.553,175.092,179.898,165.945,163.437,181.125,176.067,0.039,"U.A.E"]
["이란",2205.205,3743.774,4217.465,3852.76,3510,3230,3766,3945,4662,0.048,"Iran","이란",110.351,185.457,207.871,180.243,161.696,147.675,172.187,180.244,214.298,0.047,"Iran"]
["쿠웨이트",1127,2130,2669.245,3069.363,2976.156,2721.275,2706.44,3035.686,2908.165,0.03,"Kuwait","쿠웨이트",55.489,104.889,130.411,148.247,143.382,131.193,129.978,145.874,139.767,0.031,"Kuwait"]
["카타르",315.242,460.889,1147.947,1844.086,1736.629,1714.622,1697.057,1742.794,1771.51,0.018,"Qatar","카타르",15.318,21.831,52.559,77.377,72.304,72.155,70.778,72.678,74.113,0.016,"Qatar"]
["아프리카",5368.781,7050.249,9770.732,8123.09,8358.272,6998.026,7360.204,7063.006,7227.623,0.075,"Total Africa","아프리카",257.982,336.281,464.481,386.421,397.199,333.872,348.446,333.606,341.54,0.076,"Total Africa"]
["나이지리아",1498.9,1948.594,2481.986,2198.93,2093.438,1894.232,1678.233,1444.954,1540.347,0.016,"Nigeria","나이지리아",73.832,95.061,121.144,105.662,100.858,91.427,80.685,69.267,73.915,0.016,"Nigeria"]
["알제리아",1087.029,1309.537,1989.932,1557.665,1486.617,1332.248,1353.068,1442.699,1408.162,0.015,"Algeria","알제리아",47.061,55.811,86.438,67.225,64.33,57.625,58.2,62.066,60.381,0.013,"Algeria"]
["앙골라",232.491,632.855,1269.023,1795.646,1420.376,1325.077,1177.299,1190.672,1150.066,0.012,"Angola","앙골라",11.452,31.173,62.434,88.163,69.09,64.572,57.121,57.783,55.788,0.012,"Angola"]
["아시아·태평양",5917.724,7271.099,7991.11,8377.882,7669.25,7449.14,7365.776,7251.606,7274.556,0.075,"Total Asia Pacific","아시아·태평양",289.367,352.252,382.771,399.388,361.468,353.097,348.228,344.475,345.724,0.077,"Total Asia Pacific"]
["중국",2508.266,2992.648,3641.964,4308.835,3848.31,3900.702,3993.966,4111.266,4197.7,0.044,"China","중국",124.9,149.02,181.353,214.56,191.628,194.769,198.881,204.722,209.026,0.046,"China"]
["인도네시아",1342,1578,1095.687,837.647,780.667,742.027,691.552,646.901,637.822,0.007,"Indonesia","인도네시아",66.34,76.455,53.715,40.58,38.124,36.335,33.742,31.498,31.086,0.007,"Indonesia"]
["주: 원유, 셰일유, 오일샌드, NGL 포함. 바이오매스와 석탄 파생물 등의 다른 에너지원의 액체연료는 제외.",{"$nulls":11},"Note: Includes crude oil, shale oil, oil sands and NGLs(the liquid content of natural gas where this is recovered separately)."]
["자료: EI 2024 Energy Institute Statistical Review of World Energy",{"$nulls":11},"           Excludes liquid fuels from other sources such as biomass and coal derivatives."]
[{"$nulls":12},"Source: EI 2024 Energy Institute Statistical Review of World Energy"]

{"sheet":"Ⅷ-2-6","index":116,"n_rows":45,"n_cols":24,"rows_kept":45,"cut":false,"hidden":false,"merged":[],"flags":["formulas_cached_only"]}
["2. 에너지통계 Energy Statistics"]
["2-6. 국별 석유제품 소비 Petroleum Products Consumption by Country"]
[]
["단위: 천 배럴/일",{"$nulls":10},"Unit: Thousand Barrels per Day","단위: 백만 톤",{"$nulls":10},"Unit: Million tonnes"]
[null,1985,1995,2005,2015,2019,2020,2021,2022,2023,"23년 점유율",null,null,1985,1995,2005,2015,2019,2020,2021,2022,2023,"23년 점유율"]
[{"$nulls":10},"Share of total 2023",{"$nulls":11},"Share of total 2023"]
["전세계",59293.659,70050.86,84139.533,92766.908,98222.909,89447.587,94731.672,97683.275,100220.603,1,"Total World","전세계",2815.381,3286.705,3912.426,4234.474,4451.519,4051.189,4277.557,4422.087,4530.528,1,"Total World"]
["Non-OECD",21039.867,24470.068,33755.905,47471.363,51748.124,48561.054,50924.51,52913.415,55489.249,0.554,"Non-OECD","OECD",1776.377,2105.928,2323.924,2043.796,2083.035,1825.42,1954.051,2002.438,1993.923,0.44,"OECD"]
["OECD",38253.792,45580.792,50383.628,45295.544,46474.785,40886.533,43807.161,44769.86,44731.354,0.446,"OECD","Non-OECD",1039.003,1180.777,1588.502,2190.678,2368.484,2225.769,2323.506,2419.65,2536.605,0.56,"Non-OECD"]
["유럽연합",11444.139,12539.144,13170.101,10981.613,11317.923,9855.142,10390.427,10686.509,10488.011,0.105,"European Union ","유럽연합",555.881,603.364,634.036,519.315,534.134,465.632,489.427,504.443,494.046,0.109,"European Union "]
["북미",18782.276,21302.968,25097.997,22967.842,23727.192,20906.535,22773.508,23105.583,23296.338,0.232,"Total North America","북미",841.886,955.122,1134.587,1008.288,1031.519,900.825,983.404,1000.272,1005.149,0.222,"Total North America"]
["미국",15726.417,17634.4,20531.482,18499.208,19423.625,17183.319,18784.703,18862.21,18983.557,0.189,"United States","미국",706.344,791.964,927.035,811.555,842.712,739.567,808.164,813.387,815.61,0.18,"United States"]
["캐나다",1698.986,1898.868,2342.605,2430.808,2486.002,2121.179,2219.03,2312.017,2351.163,0.023,"Canada","캐나다",74.646,84.67,104.424,106.228,107.697,91.518,95.231,99.231,99.838,0.022,"Canada"]
["멕시코",1356.873,1769.7,2223.911,2037.826,1817.564,1602.036,1769.775,1931.355,1961.618,0.02,"Mexico","멕시코",60.897,78.489,103.128,90.505,81.109,69.74,80.008,87.654,89.701,0.02,"Mexico"]
["중남미",3148.604,4174.53,5161.22,6439.873,5986.373,5183.768,5804.702,6244.168,6444.93,0.064,"Total S. & Cent. America","중남미",152.27,198.54,245.158,300.983,279.179,242.756,271.141,291.121,301.209,0.066,"Total S. & Cent. America"]
["브라질",1107.298,1531.422,1962.62,2583.14,2361.034,2218.498,2394.198,2512.241,2566.948,0.026,"Brazil","브라질",52.282,71.316,92.479,120.22,108.427,102.61,110.719,115.972,118.368,0.026,"Brazil"]
["아르헨티나",412.345,459.012,481.347,695.411,567.253,504.314,612.685,723.458,689.692,0.007,"Argentina","아르헨티나",20.073,21.889,22.5,32.759,27.128,24.371,29.529,34.541,32.797,0.007,"Argentina"]
["베네수엘라",418.094,484.033,580.623,711.264,411.158,229.712,247.291,310.269,396.384,0.004,"Venezuela","베네수엘라",20.427,22.614,26.811,32.628,19.465,11.368,12.235,15.023,19.778,0.004,"Venezuela"]
["유럽",15593.77,16057.786,16714.784,14357.635,14881.726,12925.569,13591.103,14009.23,13903.849,0.139,"Total Europe","유럽",759.616,769.709,798.544,677.029,700.262,609.31,639.112,660.48,653.637,0.144,"Total Europe"]
["독일",2643.496,2859.588,2549.929,2269.129,2270.346,2046.698,2038.264,2072.366,1954.716,0.02,"Germany","독일",126.338,135.11,120.392,106.687,106.378,96.163,94.997,97.001,91.564,0.02,"Germany"]
["프랑스",1769.062,1896.962,1927.278,1579.346,1528.374,1275.409,1372.799,1360.348,1347.801,0.013,"France","영국",77.485,82.236,82.866,70.289,70.429,54.182,56.305,60.811,61.706,0.014,"United Kingdom"]
["영국",1615.951,1765.797,1806.973,1529.484,1527.804,1183.309,1217.344,1309.475,1324.763,0.013,"United Kingdom","프랑스",84.3,90.1,91.888,74.67,72.219,60.188,64.706,64.373,63.46,0.014,"France"]
["독립국가연합",6588.068,3855.346,3348.318,4084.989,4369.115,4234.821,4493.919,4583.523,4635.794,0.046,"Total CIS","독립국가연합",330.492,190.795,158.908,186.5,198.275,191.918,202.835,206.961,210.05,0.046,"Total CIS"]
["러시아",4943.678,3058.017,2645.876,3276.729,3424.92,3303.657,3523.294,3614.618,3634.96,0.036,"Russia","러시아",247.358,150.598,124.957,149.698,155.77,149.67,159.167,163.41,165.308,0.036,"Russian Federation"]
["카자흐스탄",421.057,242.44,186.042,273.886,306.59,263.847,326.835,322.719,348.999,0.003,"Kazakhstan","카자흐스탄",20.7,11.975,9.106,12.752,14.232,12.407,15.152,14.901,15.798,0.003,"Kazakhstan"]
["중동",2968.807,4447.188,6367.124,8861.181,8960.975,8322.916,8786.385,9399.017,9645.532,0.096,"Total Middle East","중동",143.216,211.796,291.125,391.283,390.909,362.499,382.925,411.559,421.355,0.093,"Total Middle East"]
["사우디아라비아",993.169,1354.266,2203.319,3964.22,3632.12,3437.33,3600.306,3854.152,4051.907,0.04,"Saudi Arabia","사우디아라비아",46.755,60.223,93.475,172.889,154.996,146.65,153.3,165.301,172.435,0.038,"Saudi Arabia"]
["이란",888.042,1210.598,1594.902,1552.051,1796.224,1722.41,1793.772,1853.006,1816.84,0.018,"Iran","이란",43.378,58.733,75.638,68.725,77.836,75.128,78.36,81.499,79.798,0.018,"Iran"]
["아랍에미레이트",169.072,395.768,496.045,918.939,963.477,909.284,965.678,1109.982,1139.42,0.011,"U.A.E","아랍에미레이트",8.713,20.63,24.645,40.726,42.782,40.034,42.914,49.28,50.63,0.011,"U.A.E"]
["아프리카",1724.821,2178.353,2878.665,3895.8,4113.411,3694.101,4032.173,4231.275,4233.034,0.042,"Total Africa","아프리카",84.265,104.713,136.735,182.756,189.644,169.7,185.136,195.05,194.835,0.043,"Total Africa"]
["이집트",406.151,462.594,606.396,816.934,691.653,606.582,654.337,755.661,741.902,0.007,"Egypt","이집트",20.803,23.281,29.198,38.712,31.711,27.428,29.652,35.272,34.343,0.008,"Egypt"]
["남아공",295.505,417.636,516.773,603.336,575.964,465.281,501.57,511.947,522.421,0.005,"South Africa","남아공",14.116,20.034,24.776,28.693,27.273,22.105,23.843,24.389,24.925,0.006,"South Africa"]
["아시아·태평양",10487.313,18034.69,24571.424,32159.587,36184.118,34179.877,35249.882,36110.48,38061.126,0.38,"Total Asia Pacific","아시아·태평양",503.635,856.03,1147.369,1487.635,1661.731,1574.181,1613.003,1656.644,1744.295,0.385,"Total Asia Pacific"]
["중국",1734.458,3220.413,6815.673,11889.78,14315.645,14403.746,14888.348,14969.983,16576.537,0.165,"China","중국",85.745,153.524,323.606,557.03,666.947,675.742,691.602,695.095,768.552,0.17,"China"]
["인도",895.976,1585.057,2625.448,4180.589,5179.452,4738.005,4841.1,5208.699,5446.103,0.054,"India","인도",43.333,75.232,121.825,195.395,237.922,215.538,218.288,237.961,249.254,0.055,"India"]
["일본",4464.972,5764.552,5548.94,4235.156,3846.207,3412.266,3485.185,3503.871,3365.773,0.034,"Japan","일본",210.562,269.789,255.992,193.755,174.815,155.107,157.92,159.424,151.449,0.033,"Japan"]
["한국",537.347,2016.878,2287.039,2568.315,2767.798,2630.202,2816.268,2856.014,2796.973,0.028,"South Korea","한국",26.081,94.845,103.359,112.916,120.046,114.56,122.138,123.661,121.392,0.027,"South Korea"]
["인도네시아",464.859,852.03,1264.973,1507.762,1584.302,1402.865,1463.708,1597.396,1603.769,0.016,"Indonesia","인도네시아",22.38,40.855,59.453,67.346,69.813,61.499,63.973,70.22,70.314,0.016,"Indonesia"]
["싱가폴",230.01,605.801,773.495,1231.862,1309.858,1262.188,1247.487,1203.432,1359.343,0.014,"Singapore","싱가폴",12.14,31.975,40.284,64.218,67.521,66.067,65.494,63.214,70.712,0.016,"Singapore"]
["주 1) 국내 수요에 국제 항공, 해상 벙커, 정제 원료와 손실량 합산",{"$nulls":11},"Note 1) Inland demand plus international aviation and marine bunkers and refinery fuel and loss.  "]
["    2) 연료용 에탄올과 바이오디젤 소비량 포함.",{"$nulls":11},"        2) Consumption of fuel ethanol and biodiesel is also included."]
["    3) 세계 소비와 생산간의 차이는 재고 변화, 비석유 첨가물 및 대체 연료의 소비, 공급과 수요의 전환이나 측정의 정의 차이 등으로 발생함. ",{"$nulls":11},"        3) Differences between these world consumption figures and world production statistics are accounted for by stock changes,"]
["자료: EI 2024 Energy Institute Statistical Review of World Energy",{"$nulls":11},"            consumption of non-petroleum additives and substitute fuels, and unavoidable disparities in the definition, measurement or"]
[{"$nulls":12},"            conversion of oil supply and demand data.   "]
[{"$nulls":12},"Source: EI 2024 Energy Institute Statistical Review of World Energy"]

{"sheet":"Ⅷ-2-7","index":117,"n_rows":65,"n_cols":6,"rows_kept":65,"cut":false,"hidden":false,"merged":[],"flags":["formulas_cached_only"]}
["2. 에너지통계 Energy Statistics"]
["2-7. 원유 가격 International Oil Market Prices"]
[]
["단위: 달러/배럴",{"$nulls":4}," Unit: Dollar/Barrel"]
[null,"OPEC","Dubai1","Brent2","WTI3","Oman"]
[1972,2.48,1.9,0,0,0]
[1973,5.04,2.833,0,0,0]
[1974,11.25,10.413,0,0,0]
[1975,12.38,10.703,0,0,0]
[1976,12.38,11.625,12.8,12.23,0]
[1977,12.7,12.375,13.92,14.22,0]
[1978,12.7,13.026,14.02,14.55,0]
[1979,24,29.754,31.61,25.08,0]
[1980,32,35.692,36.83,37.96,0]
[1981,34,34.321,35.93,36.08,0]
[1982,31.05,31.8,32.97,33.65,0]
[1983,28.16,28.779,29.55,30.3,0]
[1984,27.56,28.06,28.78,29.391,0]
[1985,26.61,27.53,27.56,27.985,27.03]
[1986,13.83,13.1,14.43,15.051,13.38]
[1987,17.28,16.95,18.435,19.186,17.27]
[1988,13.69,13.179,14.924,15.982,13.63]
[1989,16.65,15.587,18.226,19.674,16.01]
[1990,21.26,20.208,23.726,24.464,20.77]
[1991,17.7,16.696,20.001,21.531,17.09]
[1992,17.82,17.176,19.321,20.569,17.7]
[1993,15.64,14.987,16.972,18.45,15.79]
[1994,15.53,14.688,15.818,17.206,15.25]
[1995,16.86,16.085,17.017,18.423,16.4]
[1996,20.29,19.257,20.668,22.161,19.32]
[1997,18.76,18.308,19.093,20.613,18.63]
[1998,12.33,12.3,12.716,14.386,12.05]
[1999,17.45,16.897,17.97,19.314,17.41]
[2000,27.55,26.267,28.495,30.367,26.81]
[2001,23.19,22.783,24.444,25.932,22.93]
[2002,24.5,23.603,25.023,26.162,24.14]
[2003,28.17,26.752,28.831,31.062,27.41]
[2004,35.97,33.513,38.265,41.488,34.42]
[2005,50.65,46.784,54.521,56.591,50.59]
[2006,61.01,61.476,65.144,66.037,62.69]
[2007,69.46,67.921,72.389,72.203,68.83]
[2008,94.1,94.278,97.256,100.062,95.03]
[2009,60.86,61.144,61.671,61.923,62.24]
[2010,77.38,77.778,79.496,79.449,78.4]
[2011,107.44,105.926,111.256,95.036,106.73]
[2012,109.52,109.057,111.67,94.127,109.33]
[2013,105.94,105.466,108.659,97.992,105.51]
[2014,96.19,97.016,98.946,93.283,96.8]
[2015,49.52,51.218,52.387,48.707,51.08]
[2016,40.68,41.024,43.734,43.343,42.14]
[2017,52.84,53.015,54.192,50.793,53.48]
[2018,69.52,70.152,71.31,65.205,69.98]
[2019,64.05,63.707,64.211,57.03,63.91]
[2020,41.37,42.414,41.838,39.245,42.51]
[2021,69.72,68.911,70.912,68.096,69.5]
[2022,99.93,96.38,101.32,94.58,96.54]
[2023,82.98,82.1,82.17,77.6,82.16]
["1. 1972-1985년은 Arabian Light 가격, 1986-2023년은 Dubai 가격."]
["1. 1972 - 1985 Arabian Light, 1986 - 2023 Dubai dated"]
["2. 1976-1983년 Forties 가격, 1984-2023년은 Brent 가격."]
["2. 1976 -1983 Forties, 1984 - 2023 Brent dated."]
["3. 1976-1983년은 공시가격, 1984-2023년은 현물가격."]
["3. 1976 -1983 Posted WTI prices, 1984 - 2023 Spot WTI (Cushing) prices."]
["자료: 한국석유공사, EI 2024 Energy Institute Statistical Review of World Energy"]
["Source: KNOC, EI 2024 Energy Institute Statistical Review of World Energy"]

{"sheet":"Ⅷ-2-8","index":118,"n_rows":44,"n_cols":12,"rows_kept":44,"cut":false,"hidden":false,"merged":[],"flags":["formulas_cached_only"]}
["2. 에너지통계 Energy Statistics"]
["2-8. 국별 석유 정제 능력 Refinery Capacities"]
[]
["단위: 천 배럴/일",{"$nulls":10},"Unit: Thousand Barrels per Day"]
[null,1985,1995,2005,2015,2019,2020,2021,2022,2023,"23년 점유율"]
[{"$nulls":10},"Share of total 2023"]
["전세계",73387.204,76799.653,88040.148,98167.342,101971.12,101793.018,101367.393,101901.655,103498.233,1,"Total World"]
["Non-OECD",31901.749,34554.68,42291.714,53396.76,56467.922,57250.336,57712.99,58486.086,59843.852,0.578,"Non-OECD"]
["OECD",41485.455,42244.973,45748.434,44770.582,45503.198,44542.682,43654.403,43415.569,43654.381,0.422,"OECD"]
["미국",15459,15333,17339,18317,18974,18143,17941,18061,18429,0.178,"United States"]
["중국",2348.3,4386.262,8463.419,15024.181,16199.2,16691.414,16990.26,17259.273,18484,0.179,"China"]
["유럽연합",14241,13476,14386.67,12871.476,12747.947,12643.122,12313.003,12209.913,12154.142,0.117,"European Union "]
["러시아",7072,6612,5313,6472,6676,6736,6861,6821,6781,0.066,"Russia"]
["인도",867,1133,2558.406,4307.203,4994.095,5017.74,5004.735,5044.932,5085.365,0.049,"India"]
["한국",750.5,1727.1,2598.25,3128.35,3393.4,3334,3363,3363,3363,0.032,"South Korea"]
["일본",4724,5006,4531.13,3720.865,3342.86,3284.91,3284.91,3164.165,3068.88,0.03,"Japan"]
["사우디아라비아",1510,1692,2102,2899,2905,2947,2977,3312,3289,0.032,"Saudi Arabia"]
["이란",1085,1405,1692,2075,2495,2475,2610,2670,2604,0.025,"Iran"]
["브라질",1435,1481,1941.851,2281.4,2290.164,2290.164,2302.542,2304.36,2290.108,0.022,"Brazil"]
["독일",2198,2104,2322.104,2049.488,2062.441,2061.537,2120.619,2120.679,2076,0.02,"Germany"]
["캐나다",1879.955,1791.873,1895.938,1930.789,2054.145,2065.133,1954,1954,1954,0.019,"Canada"]
["이탈리아",2585,2359,2515,1900,1900,1900,1900,1794,1794,0.017,"Italy"]
["스페인",1312,1308,1377,1562.395,1586.493,1586.493,1590.51,1590.51,1590.51,0.015,"Spain"]
["멕시코",1263,1444,1463,1521.9,1558,1558,1558,1558,1558,0.015,"Mexico"]
["싱가포르",1043,1175,1420,1514,1514,1514,1461,1302,1302,0.013,"Singapore"]
["아랍에미레이트",180,220,711,1149,1307,1331,1246,1246,1259,0.012,"U.A.E"]
["베네수엘라",1243,1217,1291,1303,1303,1303,1303,1303,1303,0.013,"Venezuela"]
["영국",1864,1844,1819.447,1337.474,1227.022,1251.121,1251.121,1251.121,1218.989,0.012,"United Kingdom"]
["프랑스",2184,1728,1978.216,1374.927,1245.096,1245.096,1140,1140,1145,0.011,"France"]
["태국",166,476.7,1077.5,1251.5,1234.5,1244.5,1244.5,1243.6,1243.6,0.012,"Thailand"]
["네덜란드",1478,1257,1273.9,1297.75,1291.25,1244.35,1238.1,1240.95,1240.95,0.012,"Netherlands"]
["대만",570,732,1159,988,1083,1130.5,1130.5,1083,1083,0.01,"Taiwan"]
["인도네시아",823.65,941.45,1004.15,1110.645,1110.645,1093.545,1093.545,1104.06,1242,0.012,"Indonesia"]
["말레이시아",209,365,522,612,625,625,955,955,955,0.009,"Malaysia"]
["이라크",660,648,728,763,919,919,919,919,1219,0.012,"Iraq"]
["튀르키예",466,713,613,596,822,822,822,822,822,0.008,"Türkiye"]
["쿠웨이트",584,824,936,936,736,800,800,1118,1309,0.013,"Kuwait"]
["이집트",433,633,810,810,795,795,795,825,795,0.008,"Egypt"]
["벨기에",569,669,756,776,776,776,645,645,645,0.006,"Belgium"]
["알제리",440,434,442.973,650.858,657,657,657,657,657,0.006,"Algeria"]
["폴란드",361,341,506.915,581.379,581.379,581.379,581.379,581.379,583,0.006,"Poland"]
["아르헨티나",677,639,615,657,580,580,580,580,580,0.006,"Argentina"]
["자료: EI 2024 Energy Institute Statistical Review of World Energy"]
["Sorece: EI 2024 Energy Institute Statistical Review of World Energy"]

{"sheet":"Ⅷ-2-9","index":119,"n_rows":75,"n_cols":8,"rows_kept":75,"cut":false,"hidden":false,"merged":[],"flags":["formulas_cached_only"]}
["2. 에너지통계 Energy Statistics"]
["2-9. 천연가스 매장량  Proven Reserves of Natural Gas"]
[]
["단위: 조 ㎥",{"$nulls":6},"Unit: Trillion ㎥"]
[null,2000,2010,2019,2020,"20년 점유율","가채년수1"]
[null,"at end 2000","at end 2010","at end 2019","at end 2020","Share of total\n2020","R/P ratio1"]
["전세계",138.023,179.941,190.268,188.074,1,48.804,"Total World"]
["Non-OECD",124.421,162.359,170.262,167.795,0.892,70.644,"Non-OECD"]
["OECD",13.602,17.582,20.006,20.28,0.108,13.717,"OECD"]
["유럽연합",2.548,1.636,0.446,0.442,0.002,9.242,"European Union "]
["북미",7.266,10.493,14.791,15.151,0.081,13.651,"Total North America"]
["미국",4.811,8.259,12.619,12.619,0.067,13.797,"United States"]
["캐나다",1.641,1.883,1.994,2.354,0.013,14.25,"Canada"]
["멕시코",0.814,0.35,0.178,0.178,0.001,5.921,"Mexico"]
["중남미",6.8,8.107,7.939,7.897,0.042,51.661,"Total S. & Cent. America"]
["베네수엘라",4.609,6.132,6.26,6.26,0.033,333.85,"Venezuela"]
["브라질",0.215,0.436,0.375,0.349,0.002,14.566,"Brazil"]
["아르헨티나",0.759,0.349,0.386,0.386,0.002,10.069,"Argentina"]
["트리니나드토바고",0.543,0.371,0.29,0.29,0.002,9.838,"Trinidad & Tobago"]
["페루",0.241,0.34,0.276,0.261,0.001,21.625,"Peru"]
["볼리비아",0.188,0.272,0.213,0.213,0.001,14.773,"Bolivia"]
["콜롬비아",0.126,0.147,0.086,0.086,0,6.502,"Colombia"]
["유럽",5.37,4.669,3.277,3.169,0.017,14.498,"Total Europe"]
["노르웨이",1.25,2.027,1.533,1.429,0.008,12.823,"Norway"]
["우크라이나",0.785,0.73,1.091,1.091,0.006,57.509,"Ukraine"]
["영국",0.731,0.251,0.187,0.187,0.001,4.737,"United Kingdom"]
["네덜란드",1.571,1.153,0.13,0.13,0.001,6.506,"Netherlands"]
["루마니아",0.197,0.107,0.079,0.079,0,9.059,"Romania"]
["폴란드",0.088,0.081,0.072,0.072,0,18.398,"Poland"]
["이탈리아",0.194,0.063,0.044,0.042,0,10.939,"Italy"]
["독일",0.232,0.077,0.022,0.02,0,4.371,"Germany"]
["덴마크",0.14,0.054,0.03,0.028,0,20.315,"Denmark"]
["독립국가연합",38.597,51.331,56.767,56.602,0.301,70.543,"Total CIS"]
["러시아",33.156,34.116,37.557,37.392,0.199,58.562,"Russia"]
["투르크메니스탄",1.815,13.601,13.601,13.601,0.072,230.681,"Turkmenistan"]
["아제르바이젠",0.99,1.021,2.504,2.504,0.013,96.877,"Azerbaijan"]
["카자흐스탄",1.713,1.713,2.257,2.257,0.012,71.221,"Kazakhstan"]
["우즈베키스탄",0.914,0.874,0.845,0.845,0.004,17.958,"Uzbekistan"]
["중동",58.25,77.81,75.763,75.807,0.403,110.412,"Total Middle East"]
["이란",25.35,32.263,32.101,32.101,0.171,128.003,"Iran"]
["카타르",14.949,25.924,24.665,24.665,0.131,143.974,"Qatar"]
["사우디아라비아",5.986,7.505,5.985,6.019,0.032,53.694,"Saudi Arabia"]
["아랍에미레이트",5.844,5.939,5.939,5.939,0.032,107.135,"U.A.E"]
["이라크",2.954,3,3.529,3.529,0.019,336.291,"Iraq"]
["쿠웨이트",1.479,1.695,1.695,1.695,0.009,113.21,"Kuwait"]
["오만",0.81,0.49,0.666,0.666,0.004,18.043,"Oman"]
["이스라엘",0.044,0.197,0.567,0.589,0.003,39.707,"Israel"]
["시리아",0.235,0.269,0.269,0.269,0.001,89.569,"Syria"]
["예멘",0.325,0.316,0.266,0.266,0.001,2618.809,"Yemen"]
["바레인",0.269,0.208,0.077,0.065,0,3.944,"Bahrain"]
["아프리카",11.925,14.01,14.947,12.889,0.069,55.722,"Total Africa"]
["나이지리아",3.901,4.919,5.473,5.473,0.029,110.719,"Nigeria"]
["알제리",4.353,4.335,4.335,2.279,0.012,27.981,"Algeria"]
["이집트",1.379,2.127,2.138,2.138,0.011,36.564,"Egypt"]
["리비아",1.248,1.42,1.43,1.43,0.008,107.444,"Libya"]
["아시아·태평양",9.815,13.522,16.785,16.56,0.088,25.396,"Total Asia Pacific"]
["중국",1.378,2.747,8.399,8.399,0.045,43.288,"China"]
["호주",1.718,2.86,2.39,2.39,0.013,16.767,"Australia"]
["인도네시아",2.722,3.01,1.43,1.252,0.007,19.829,"Indonesia"]
["인도",0.731,1.105,1.329,1.32,0.007,55.573,"India"]
["미얀마",0.28,0.217,0.447,0.432,0.002,24.447,"Myanmar"]
["말레이지아",1.064,1.027,0.908,0.908,0.005,12.408,"Malaysia"]
["베트남",0.166,0.646,0.646,0.646,0.003,74.137,"Vietnam"]
["파키스탄",0.501,0.551,0.395,0.385,0.002,12.57,"Pakistan"]
["브르나이",0.357,0.294,0.222,0.222,0.001,17.586,"Brunei"]
["태국",0.351,0.31,0.143,0.143,0.001,4.375,"Thailand"]
["파푸아뉴기니",0.003,0.149,0.176,0.163,0.001,13.693,"Papua New Guinea"]
["방글라데시",0.298,0.345,0.11,0.11,0.001,4.46,"Bangladesh"]
["1. 가채년수 : 계속 같은 비율로 생산된다는 가정하에 기말기준 매장량을 그 해 생산으로 나눔."]
["1. Reserves-to-production(R/P) ratio : If the reserves remaining at the end of any year are divided by the production in that year, "]
["   the result is the length of time  that those remaining reserves would last if production were to continue at that rate."]
["주 : *는 500년 이상, ^는 0.05 이하, w는 0.05% 이하"]
["Note : * More than 500 years, ^ Less than 0.05, ◆ Less than 0.05%"]
["자료: EI 2024 Energy Institute Statistical Review of World Energy"]
["Sorece: EI 2024 Energy Institute Statistical Review of World Energy"]

{"sheet":"Ⅷ-2-10","index":120,"n_rows":41,"n_cols":21,"rows_kept":41,"cut":false,"hidden":false,"merged":[],"flags":["formulas_cached_only"]}
["2. 에너지통계 Energy Statistics"]
["2-10. 국별 천연가스 생산 Natural Gas Production by Country"]
[]
["단위: 엑사줄",{"$nulls":19},"Unit: EJ(Exajoules)"]
[null,1970,1980,1990,2000,2010,2011,2012,2013,2014,2015,2016,2017,2018,2019,2020,2021,2022,2023,"23년 점유율"]
[{"$nulls":19},"Share of total 2023"]
["전세계",35.139,51.42,70.91,86.426,113.406,117.271,119.756,121.179,123.682,126.216,126.276,132.153,138.432,142.706,139.182,145.573,145.75,146.132,1,"Total World"]
["Non-OECD",9.053,21.432,40.903,48.437,72.695,75.826,76.997,78.079,78.949,80.092,79.844,84.342,86.793,88.095,85.279,90.925,88.165,87.364,0.598,"Non-OECD"]
["OECD",26.086,29.988,30.007,37.989,40.711,41.445,42.759,43.1,44.733,46.124,46.432,47.811,51.639,54.611,53.904,54.648,57.585,58.768,0.402,"OECD"]
["유럽연합",3.347,5.939,5.134,4.674,4.52,4.228,4.102,4.101,3.597,3.034,2.965,2.764,2.483,2.195,1.723,1.595,1.469,1.238,0.008,"European Union "]
["북미",22.914,22.372,22.076,26.218,27.933,29.539,30.61,30.964,32.941,34.164,33.698,34.405,38.001,40.84,40.534,41.36,43.63,45.401,0.311,"Total North America"]
["미국",20.573,18.903,17.402,18.67,20.706,22.225,23.368,23.605,25.37,26.651,26.185,26.862,30.274,33.412,33.293,34,35.762,37.271,0.255,"United States"]
["캐나다",1.945,2.564,3.724,6.347,5.385,5.439,5.411,5.469,5.724,5.787,5.941,6.166,6.364,6.107,5.962,6.205,6.654,6.849,0.047,"Canada"]
["멕시코",0.397,0.904,0.95,1.202,1.842,1.876,1.831,1.89,1.847,1.726,1.571,1.378,1.364,1.322,1.279,1.155,1.214,1.281,0.009,"Mexico"]
["중남미",0.673,1.269,2.168,3.662,5.775,5.907,6.13,6.256,6.343,6.429,6.407,6.527,6.327,6.191,5.638,5.705,5.89,5.833,0.04,"Total S. & Cent. America"]
["아르헨티나",0.211,0.294,0.625,1.31,1.404,1.358,1.321,1.244,1.241,1.278,1.342,1.337,1.419,1.498,1.379,1.39,1.499,1.497,0.01,"Argentina"]
["트리니나드토바고",0.064,0.102,0.197,0.498,1.451,1.393,1.387,1.395,1.37,1.294,1.126,1.147,1.223,1.244,1.061,0.89,0.935,0.9,0.006,"Trinidad & Tobago"]
["베네수엘라",0.308,0.592,0.878,1.116,1.096,1.089,1.149,1.101,1.144,1.298,1.341,1.39,1.138,0.921,0.776,1.01,1.046,1.069,0.007,"Venezuela"]
["유럽",3.778,8.228,8.755,11.157,11.164,10.253,10.366,10.1,9.586,9.395,9.361,9.459,9.054,8.461,7.889,7.6,7.929,7.356,0.05,"Total Europe"]
["노르웨이",0,0.896,0.91,1.779,3.823,3.618,4.115,3.904,3.877,4.185,4.175,4.456,4.369,4.119,4.022,4.122,4.43,4.199,0.029,"Norway"]
["영국",0.394,1.311,1.714,4.085,2.084,1.659,1.411,1.331,1.348,1.464,1.503,1.508,1.46,1.414,1.425,1.18,1.372,1.241,0.008,"United Kingdom"]
["네덜란드",1.005,2.878,2.283,2.209,2.71,2.502,2.463,2.607,2.174,1.652,1.595,1.365,1.169,0.999,0.723,0.649,0.539,0.355,0.002,"Netherlands"]
["독립국가연합",6.75,14.841,26.314,23.19,26.623,27.892,27.487,27.994,27.448,27.007,27.185,28.882,30.498,30.866,29.101,32.081,29.073,27.848,0.191,"Total CIS"]
["러시아",0,0,21.585,19.334,21.542,22.206,21.667,22.122,21.282,21.04,21.214,22.88,24.088,24.445,22.984,25.276,22.261,21.11,0.144,"Russia"]
["투르크메니스탄",0,0,2.853,1.528,1.445,2.027,2.123,2.123,2.286,2.371,2.276,2.112,2.215,2.274,2.377,2.854,2.818,2.747,0.019,"Turkmenistan"]
["우즈베키스탄",0,0,1.325,1.833,2.057,2.039,2.035,2.012,2.027,1.93,1.912,1.93,2.098,2.069,1.696,1.833,1.761,1.591,0.011,"Uzbekistan"]
["중동",0.372,1.233,3.626,7.346,17.086,18.717,19.636,20.251,20.97,21.63,22.47,22.779,23.251,23.8,24.046,24.745,25.261,25.657,0.176,"Total Middle East"]
["이란",0.126,0.163,0.89,2.028,5.181,5.436,5.65,5.671,6.316,6.608,7.176,7.699,7.925,8.219,8.488,8.743,8.917,9.06,0.062,"Iran"]
["카타르",0.037,0.177,0.235,0.928,4.432,5.413,5.852,6.044,6.099,6.331,6.292,6.139,6.307,6.377,6.298,6.371,6.425,6.515,0.045,"Qatar"]
["사우디아라비아",0.055,0.333,1.146,1.704,2.998,3.155,3.397,3.421,3.501,3.572,3.791,3.933,4.036,4.001,4.07,4.121,4.203,4.109,0.028,"Saudi Arabia"]
["아랍에미레이트",0.029,0.264,0.706,1.347,1.8,1.836,1.906,1.916,1.904,2.11,2.143,1.898,1.672,1.934,1.933,1.912,1.951,2,0.014,"U.A.E"]
["아프리카",0.108,0.894,2.598,4.864,7.253,7.22,7.439,7.164,7.182,7.423,7.552,8.285,8.734,8.841,8.349,9.602,9.207,9.131,0.062,"Total Africa"]
["알제리",0.088,0.555,1.86,3.308,2.786,2.866,2.824,2.856,2.886,2.931,3.29,3.347,3.378,3.13,2.931,3.64,3.515,3.656,0.025,"Algeria"]
["이집트",0.003,0.076,0.28,0.728,2.125,2.129,2.11,1.943,1.691,1.533,1.449,1.757,2.108,2.338,2.105,2.441,2.322,2.056,0.014,"Egypt"]
["나이지리아",0.004,0.057,0.138,0.403,1.113,1.311,1.41,1.192,1.439,1.712,1.535,1.699,1.738,1.774,1.78,1.888,1.696,1.573,0.011,"Nigeria"]
["아시아·태평양",0.544,2.584,5.373,9.988,17.572,17.742,18.088,18.451,19.212,20.169,19.604,21.816,22.567,23.707,23.626,24.48,24.76,24.906,0.17,"Total Asia Pacific"]
["중국",0.104,0.518,0.555,0.987,3.476,3.822,4.013,4.385,4.723,4.884,4.966,5.371,5.811,6.363,6.984,7.532,7.986,8.433,0.058,"China"]
["말레이시아",0,0.094,0.648,1.789,2.343,2.41,2.493,2.613,2.598,2.766,2.761,2.865,2.74,2.789,2.631,2.843,2.988,2.919,0.02,"Malaysia"]
["인도네시아",0.046,0.676,1.603,2.545,3.132,2.976,2.819,2.794,2.75,2.742,2.703,2.617,2.621,2.433,2.329,2.319,2.262,2.314,0.016,"Indonesia"]
["주 : ^는 0.005 이하, ◆는 0.05% 이하",{"$nulls":8},"Note : ^ Less than 0.005, ◆ Less than 0.05%"]
["자료: EI 2024 Energy Institute Statistical Review of World Energy",{"$nulls":8},"Source: EI 2024 Energy Institute Statistical Review of World Energy"]

{"sheet":"Ⅷ-2-11","index":121,"n_rows":41,"n_cols":21,"rows_kept":41,"cut":false,"hidden":false,"merged":[],"flags":["formulas_cached_only"]}
["2. 에너지통계 Energy Statistics"]
["2-11. 국별 천연가스 소비  Natural Gas Consumption by Country"]
[]
["단위: 엑사줄",{"$nulls":19},"Unit: EJ(Exajoules)"]
[null,1970,1980,1990,2000,2010,2011,2012,2013,2014,2015,2016,2017,2018,2019,2020,2021,2022,2023,"23년 점유율"]
[{"$nulls":19},"Share of total 2023"]
["전세계",34.613,51.253,70.132,86.379,113.738,116.457,119.531,121.395,122.262,125.108,126.826,131.463,137.957,140.704,139.371,144.86,144.313,144.366,1,"Total World"]
["Non-OECD",8.956,19.312,34.178,37.868,57.819,60.739,62.506,63.189,64.979,66.652,67.19,71.055,74.272,75.503,75.622,79.768,79.753,81.114,0.562,"Non-OECD"]
["OECD",25.658,31.941,35.954,48.511,55.919,55.718,57.025,58.206,57.284,58.456,59.635,60.408,63.685,65.201,63.749,65.092,64.56,63.252,0.438,"OECD"]
["유럽연합",3.444,8.245,10.487,12.92,15.236,14.024,13.775,13.497,11.936,12.483,13.27,13.893,13.634,14.133,13.68,14.291,12.381,11.501,0.08,"European Union "]
["북미",22.301,21.808,21.875,27.127,29.009,29.865,31.003,32.049,32.794,33.649,33.76,33.684,37.077,38.27,37.515,37.681,39.396,39.772,0.275,"Total North America"]
["미국",20.695,19.215,18.614,22.622,23.335,23.696,24.772,25.453,26.001,26.769,26.968,26.64,29.591,30.636,30.044,30.111,31.665,31.913,0.221,"United States"]
["캐나다",1.247,1.791,2.295,3.212,3.297,3.62,3.579,3.796,3.954,3.972,3.803,3.947,4.237,4.272,4.15,4.271,4.457,4.346,0.03,"Canada"]
["멕시코",0.359,0.803,0.965,1.293,2.378,2.549,2.652,2.801,2.839,2.908,2.989,3.097,3.25,3.362,3.321,3.299,3.274,3.513,0.024,"Mexico"]
["중남미",0.677,1.299,2.144,3.54,5.302,5.477,5.824,6.023,6.214,6.402,6.274,6.339,6.083,5.851,5.349,6.066,5.848,5.821,0.04,"Total S. & Cent. America"]
["아르헨티나",0.211,0.404,0.71,1.163,1.515,1.578,1.644,1.657,1.662,1.679,1.736,1.739,1.753,1.676,1.582,1.654,1.651,1.618,0.011,"Argentina"]
["브라질",0.003,0.037,0.113,0.349,0.993,0.989,1.173,1.382,1.464,1.546,1.335,1.355,1.292,1.286,1.131,1.456,1.152,1.08,0.007,"Brazil"]
["유럽",3.907,10.112,17.377,20.106,22.443,20.914,20.386,19.975,18.009,18.336,19.339,20.134,19.741,19.996,19.504,20.609,17.916,16.681,0.116,"Total Europe"]
["독일",0.575,2.199,2.293,2.985,3.171,2.911,2.92,3.059,2.66,2.77,3.056,3.159,3.091,3.214,3.136,3.303,2.792,2.724,0.019,"Germany"]
["영국",0.426,1.688,1.975,3.648,3.546,2.949,2.768,2.748,2.522,2.594,2.876,2.816,2.839,2.803,2.633,2.769,2.552,2.286,0.016,"United Kingdom"]
["이탈리아",0.44,0.944,1.635,2.444,2.849,2.672,2.569,2.403,2.123,2.315,2.432,2.577,2.492,2.548,2.435,2.605,2.347,2.11,0.015,"Italy"]
["튀르키예",0,0,0.116,0.502,1.29,1.506,1.559,1.583,1.679,1.655,1.602,1.856,1.7,1.561,1.664,2.063,1.845,1.743,0.012,"Türkiye"]
["프랑스",0.344,0.906,1.09,1.497,1.784,1.549,1.6,1.625,1.365,1.467,1.603,1.612,1.542,1.572,1.461,1.549,1.381,1.219,0.008,"France"]
["네덜란드",0.635,1.267,1.325,1.476,1.683,1.473,1.414,1.408,1.236,1.216,1.266,1.307,1.281,1.338,1.299,1.254,0.991,0.928,0.006,"Netherlands"]
["독립국가연합",6.821,13.575,18.396,16.264,19.045,19.7,19.549,19.259,19.432,19.024,19.367,19.845,20.878,20.623,19.978,20.658,21.353,21.457,0.149,"Total CIS"]
["러시아",0,0,14.911,13.183,15.261,15.683,15.431,15.295,15.199,14.712,15.143,15.52,16.362,15.995,15.245,15.536,16.143,16.321,0.113,"Russia"]
["우즈베키스탄",0,0,1.255,1.752,1.586,1.705,1.665,1.661,1.748,1.668,1.56,1.612,1.598,1.606,1.569,1.675,1.74,1.677,0.012,"Uzbekistan"]
["중동",0.338,1.141,3.445,6.599,13.696,14.344,14.796,15.239,16.105,17.254,18.039,18.354,18.645,19.254,19.904,19.769,20.38,20.798,0.144,"Total Middle East"]
["이란",0.092,0.163,0.821,2.14,5.198,5.515,5.492,5.538,6.242,6.625,7.067,7.38,7.655,7.862,8.524,8.263,8.618,8.84,0.061,"Iran"]
["사우디아라비아",0.055,0.333,1.146,1.704,2.998,3.155,3.397,3.421,3.501,3.572,3.791,3.933,4.036,4.001,4.07,4.121,4.203,4.109,0.028,"Saudi Arabia"]
["아랍에미레이트",0.029,0.173,0.594,1.103,2.134,2.219,2.302,2.331,2.284,2.573,2.59,2.364,2.144,2.419,2.443,2.359,2.381,2.408,0.017,"U.A.E"]
["아프리카",0.056,0.673,1.435,2.005,3.533,3.822,4.131,4.212,4.328,4.708,4.862,5.241,5.591,5.675,5.551,6.358,6.29,6.164,0.043,"Total Africa"]
["이집트",0.003,0.076,0.28,0.693,1.563,1.719,1.823,1.782,1.664,1.657,1.777,2.014,2.145,2.125,2.099,2.236,2.181,2.162,0.015,"Egypt"]
["알제리아",0.035,0.394,0.702,0.688,0.912,0.965,1.075,1.156,1.299,1.365,1.389,1.421,1.563,1.622,1.561,1.734,1.812,1.667,0.012,"Algeria"]
["아시아·태평양",0.512,2.645,5.46,10.739,20.709,22.335,23.842,24.637,25.379,25.735,25.186,27.867,29.942,31.035,31.57,33.719,33.13,33.674,0.233,"Total Asia Pacific"]
["중국",0.104,0.518,0.555,0.889,3.919,4.866,5.432,6.188,6.781,7.009,7.54,8.685,10.221,11.102,12.118,13.69,13.595,14.574,0.101,"China"]
["일본",0.129,0.907,1.811,2.724,3.598,4.033,4.436,4.447,4.491,4.274,4.191,4.212,4.165,3.892,3.749,3.726,3.608,3.327,0.023,"Japan"]
["인도",0.023,0.041,0.417,0.913,2.123,2.17,2.005,1.765,1.746,1.721,1.828,1.93,2.088,2.133,2.173,2.245,2.097,2.254,0.016,"India"]
["한국",0,0,0.114,0.713,1.621,1.744,1.891,1.979,1.8,1.643,1.715,1.791,2.081,2.017,2.071,2.247,2.246,2.163,0.015,"South Korea"]
["주 : ^는 0.005 이하, ◆는 0.05% 이하",{"$nulls":8},"Note : ^ Less than 0.005, ◆ Less than 0.05%"]
["자료: EI 2024 Energy Institute Statistical Review of World Energy",{"$nulls":8},"Sorece: EI 2024 Energy Institute Statistical Review of World Energy"]

{"sheet":"Ⅷ-2-12","index":122,"n_rows":58,"n_cols":7,"rows_kept":58,"cut":false,"hidden":false,"merged":[],"flags":["formulas_cached_only"]}
["2. 에너지통계 Energy Statistics"]
["2-12. 석탄 매장량  Proven Reserves of Coal"]
[]
["단위: 백만 톤",{"$nulls":5},"Unit: Milion tonnes"]
[null,"무연탄/역청탄","아역청탄","합계","20년 점유율","가채년수1"]
[null,"Anthracite & Bituminous","Sub-Bituminous\n& lignite","Total","Share of total\n2020","R/P ratio1"]
["전세계",753639,320469,1074108,1,139.217,"Total World"]
["Non-OECD",422336,143339,565675,0.527,89.604,"Non-OECD"]
["OECD",331303,177130,508433,0.473,362.569,"OECD"]
["유럽연합",25539,53051,78590,0.073,265.784,"European Union "]
["북미",224444,32290,256734,0.239,483.667,"Total North America"]
["미국",218938,30003,248941,0.232,513.587,"United States"]
["캐나다",4346,2236,6582,0.006,166.421,"Canada"]
["멕시코",1160,51,1211,0.001,184.999,"Mexico"]
["중남미",8616,5073,13689,0.013,239.944,"Total S. & Cent. America"]
["브라질",1547,5049,6596,0.006,1396.46,"Brazil"]
["콜롬비아",4554,0,4554,0.004,89.99,"Colombia"]
["베네수엘라",731,0,731,0.001,1049.349,"Venezuela"]
["유럽",59084,78156,137240,0.128,299.08,"Total Europe"]
["독일",0,35900,35900,0.033,334.264,"Germany"]
["우크라이나",32039,2336,34375,0.032,1428.664,"Ukraine"]
["폴란드",22530,5865,28395,0.026,281.984,"Poland"]
["튀르키예",550,10975,11525,0.011,167.977,"Türkiye"]
["세르비아",402,7112,7514,0.007,188.869,"Serbia"]
["체코",1081,2514,3595,0.003,113.334,"Czech Republic"]
["헝가리",276,2633,2909,0.003,474.941,"Hungary"]
["그리스",0,2876,2876,0.003,205.455,"Greece"]
["불가리아",192,2174,2366,0.002,192.45,"Bulgaria"]
["스페인",868,319,1187,0.001,282.469,"Spain"]
["루마니아",11,280,291,0,19.398,"Romania"]
["영국",26,0,26,0,15.538,"United Kingdom"]
["독립국가연합",100208,90447,190655,0.178,366.576,"CIS"]
["러시아",71719,90447,162166,0.151,407.145,"Russia"]
["카자흐스탄",25605,0,25605,0.024,226.243,"Kazakhstan"]
["우즈베키스탄",1375,0,1375,0.001,332.684,"Uzbekistan"]
["중동·아프리카",15974,66,16040,0.015,59.59,"Total Middle East & Africa"]
["남아공",9893,0,9893,0.009,39.837,"South Africa"]
["중동",1203,0,1203,0.001,703.204,"Middle East"]
["짐바브웨",502,0,502,0,153.046,"Zimbabwe"]
["아시아·태평양",345313,114437,459750,0.428,78.197,"Total Asia Pacific"]
["호주",73719,76508,150227,0.14,315.127,"Australia"]
["중국",135069,8128,143197,0.133,36.698,"China"]
["인도",105979,5073,111052,0.103,146.798,"India"]
["인도네시아",23141,11728,34869,0.032,61.986,"Indonesia"]
["뉴질랜드",825,6750,7575,0.007,2687.426,"New Zealand"]
["베트남",3116,244,3360,0.003,69.111,"Vietnam"]
["파키스탄",207,2857,3064,0.003,395.832,"Pakistan"]
["몽골",1170,1350,2520,0.002,58.497,"Mongolia"]
["태국",0,1063,1063,0.001,80.223,"Thailand"]
["한국",326,0,326,0,319.921,"South Korea"]
["일본",340,10,350,0,453.361,"Japan"]
["1. 가채년수 : 계속 같은 비율로 생산된다는 가정하에 기말기준 매장량을 그 해 생산으로 나눔."]
["1. Reserves-to-production(R/P) ratio : If the reserves remaining at the end of any year are divided by the  production in that year, "]
["   the result is the length of time  that those remaining reserves would last if production were to continue at that rate."]
["주: *는 500년 이상, w는 0.05% 이하"]
["Note: * More than 500 years, w Less than 0.05%"]
["자료: EI 2024 Energy Institute Statistical Review of World Energy"]
["Sorece: EI 2024 Energy Institute Statistical Review of World Energy"]

{"sheet":"Ⅷ-2-13","index":123,"n_rows":40,"n_cols":20,"rows_kept":40,"cut":false,"hidden":false,"merged":[],"flags":["formulas_cached_only"]}
["2. 에너지통계 Energy Statistics"]
["2-13. 국별 석탄 생산 Coal Production by Country"]
[]
["단위: 엑사줄",{"$nulls":18},"Unit: EJ(Exajoules)"]
[null,1981,1990,2000,2010,2011,2012,2013,2014,2015,2016,2017,2018,2019,2020,2021,2022,2023,"23년 점유율"]
[{"$nulls":18},"Share of total 2023"]
["전세계",77.203,94.842,96.524,150.604,161.243,162.914,165.523,165.063,160.452,151.883,155.489,162.517,164.82,156.542,162.729,174.089,179.241,1,"Total World"]
["Non-OECD",36.153,48.723,54.11,106.614,116.867,119.198,122.12,120.65,119.131,114.032,117.158,124.306,128.446,126.593,131.778,143.162,149.035,0.831,"Non-OECD"]
["OECD",41.05,46.119,42.414,43.99,44.376,43.715,43.402,44.413,41.321,37.85,38.33,38.211,36.373,29.949,30.951,30.927,30.206,0.169,"OECD"]
["유럽연합",14.797,13.411,8.272,6.48,6.58,6.594,6.218,5.97,5.818,5.469,5.421,5.156,4.416,3.671,3.963,4.043,3.307,0.018,"European Union "]
["북미",19.46,24.354,24.651,23.879,24.15,22.529,21.873,22.15,19.64,16.325,17.3,16.9,15.724,12.069,12.97,13.397,13.211,0.074,"Total North America"]
["미국",18.419,22.539,22.788,22.089,22.273,20.725,20.047,20.332,17.987,14.701,15.661,15.399,14.289,10.728,11.623,12.071,11.836,0.066,"United States"]
["캐나다",0.97,1.673,1.636,1.483,1.485,1.493,1.526,1.514,1.364,1.37,1.33,1.222,1.205,1.149,1.21,1.188,1.237,0.007,"Canada"]
["멕시코",0.071,0.142,0.227,0.306,0.392,0.311,0.3,0.304,0.288,0.254,0.308,0.28,0.23,0.192,0.138,0.138,0.138,0.001,"Mexico"]
["중남미",0.284,0.814,1.479,2.348,2.679,2.785,2.735,2.871,2.73,2.841,2.798,2.666,2.607,1.687,1.833,1.801,1.692,0.009,"Total S. & Cent. America"]
["콜롬비아",0.115,0.591,1.105,2.138,2.468,2.585,2.475,2.572,2.488,2.624,2.633,2.499,2.472,1.565,1.701,1.667,1.569,0.009,"Colombia"]
["브라질",0.121,0.071,0.112,0.114,0.115,0.122,0.152,0.151,0.122,0.112,0.091,0.099,0.091,0.101,0.122,0.109,0.097,0.001,"Brazil"]
["유럽",18.858,20.593,11.667,9.65,9.989,10.009,9.448,8.571,7.877,7.583,7.277,7.075,6.358,5.466,5.822,5.924,4.876,0.027,"Total Europe"]
["폴란드",4.312,4.185,3.01,2.319,2.333,2.421,2.393,2.262,2.218,2.18,2.084,1.979,1.868,1.684,1.76,1.711,1.484,0.008,"Poland"]
["독일",6.232,5.235,2.542,1.922,1.957,2,1.889,1.848,1.792,1.66,1.65,1.582,1.19,0.979,1.153,1.193,0.916,0.005,"Germany"]
["튀르키예",0.29,0.491,0.523,0.734,0.748,0.712,0.647,0.685,0.536,0.647,0.632,0.693,0.726,0.658,0.751,0.825,0.581,0.003,"Türkiye"]
["우크라이나",0,3.634,1.522,1.346,1.521,1.637,1.6,1.091,0.718,0.762,0.57,0.605,0.599,0.534,0.571,0.527,0.51,0.003,"Ukraine"]
["체코",1.786,1.519,1.049,0.872,0.88,0.849,0.744,0.712,0.708,0.674,0.64,0.616,0.562,0.427,0.441,0.478,0.405,0.002,"Czech Republic"]
["세르비아",0,0,0,0.303,0.327,0.307,0.323,0.24,0.303,0.304,0.302,0.277,0.286,0.302,0.263,0.25,0.227,0.001,"Serbia"]
["독립국가연합",14.5,10.338,6.502,8.388,8.771,9.306,9.505,9.6,9.565,9.995,10.678,11.367,11.279,10.433,11.338,11.503,11.345,0.063,"Total CIS"]
["러시아",0,7.769,5.088,6.319,6.597,7.046,7.248,7.394,7.802,8.121,8.616,9.226,9.229,8.423,9.247,9.352,9.213,0.051,"Russia"]
["카자흐스탄",0,2.39,1.358,1.989,2.083,2.162,2.151,2.091,1.657,1.754,1.923,1.977,1.881,1.855,1.92,1.948,1.924,0.011,"Kazakhstan"]
["중동",0.023,0.023,0.031,0.03,0.032,0.028,0.03,0.029,0.033,0.036,0.037,0.047,0.042,0.045,0.042,0.063,0.087,0,"Total Middle East"]
["아프리카",3.276,4.396,5.466,6.148,6.115,6.361,6.379,6.594,6.332,6.324,6.485,6.631,6.481,6.287,6.065,6.145,6.149,0.034,"Total Africa"]
["남아공",3.134,4.193,5.302,6.033,5.995,6.136,6.082,6.196,5.964,6.014,5.973,6.013,6.022,5.877,5.532,5.442,5.409,0.03,"South Africa"]
["아시아·태평양",20.802,34.324,46.728,100.161,109.507,111.895,115.551,115.248,114.275,108.778,110.915,117.831,122.329,120.555,124.658,135.255,141.881,0.792,"Total Asia Pacific"]
["중국",13.013,22.606,29.614,69.722,77.526,78.441,79.323,78.051,76.586,70.816,73.174,76.871,79.756,80.514,83.441,91.316,93.098,0.519,"China"]
["인도네시아",0.01,0.265,1.901,6.335,7.933,8.557,10.444,10.154,10.188,9.872,9.688,11.442,12.84,11.777,12.68,13.953,15.734,0.088,"Indonesia"]
["인도",2.67,4.45,6.376,10.574,10.495,10.678,10.707,11.281,11.765,11.887,11.987,12.799,12.596,12.589,13.38,15.049,16.75,0.093,"India"]
["호주",2.839,4.805,7.189,10.493,10.263,11.131,11.965,12.814,12.801,12.827,12.504,13.097,13.184,12.088,11.75,11.237,11.665,0.065,"Australia"]
["베트남",0.141,0.12,0.272,1.051,1.093,0.987,0.963,0.963,0.977,0.908,0.901,0.994,1.088,1.046,1.133,1.169,1.13,0.006,"Vietnam"]
["몽골",0.082,0.136,0.099,0.479,0.629,0.593,0.635,0.466,0.46,0.669,0.943,1.04,1.088,0.821,0.616,0.749,1.586,0.009,"Mongolia"]
["태국",0.019,0.15,0.217,0.207,0.251,0.199,0.196,0.193,0.162,0.18,0.172,0.157,0.148,0.137,0.147,0.141,0.133,0.001,"Thailand"]
["주: 상업용 연료이며, ♦는 0.05% 이하.",{"$nulls":8},"Note: Commercial solid fuels only, ♦ less than 0.05%"]
["자료: EI 2024 Energy Institute Statistical Review of World Energy",{"$nulls":8},"Sorece: EI 2024 Energy Institute Statistical Review of World Energy"]

{"sheet":"Ⅷ-2-14","index":124,"n_rows":41,"n_cols":21,"rows_kept":41,"cut":false,"hidden":false,"merged":[],"flags":["formulas_cached_only"]}
["2. 에너지통계 Energy Statistics"]
["2-14. 국별 석탄 소비  Coal Consumption by Country"]
[]
["단위: 엑사줄",{"$nulls":19},"Unit: EJ(Exajoules)"]
[null,1970,1980,1990,2000,2010,2011,2012,2013,2014,2015,2016,2017,2018,2019,2020,2021,2022,2023,"23년 점유율"]
[{"$nulls":19},"Share of total 2023"]
["전세계",61.513,75.16,93.298,98.789,151.158,158.187,158.62,160.953,161.615,157.25,153.853,155.496,157.87,156.95,152.268,160.56,161.529,164.034,1,"Total World"]
["Non-OECD",24.935,34.492,47.672,52.304,105.166,113.068,115.319,117.262,118.641,117.033,115.845,117.769,121.467,124.667,124.688,130.598,132.648,138.884,0.847,"Non-OECD"]
["OECD",36.578,40.668,45.626,46.485,45.992,45.119,43.3,43.691,42.974,40.217,38.007,37.727,36.403,32.283,27.58,29.963,28.881,25.15,0.153,"OECD"]
["유럽연합",16.085,17.399,16.401,11.881,10.464,10.781,10.731,10.538,10.018,9.989,9.589,9.472,9.08,7.315,6.029,6.885,6.886,5.483,0.033,"European Union "]
["북미",13.047,16.484,20.494,24.184,22.448,21.251,18.839,19.475,19.391,16.888,15.548,15.303,14.501,12.492,9.968,11.244,10.54,8.831,0.054,"Total North America"]
["미국",12.293,15.458,19.217,22.632,20.882,19.703,17.418,18.08,18.039,15.585,14.259,13.869,13.282,11.342,9.202,10.573,9.911,8.197,0.05,"United States"]
["캐나다",0.709,0.928,1.136,1.279,1.033,0.931,0.883,0.862,0.819,0.772,0.769,0.798,0.651,0.609,0.526,0.472,0.385,0.371,0.002,"Canada"]
["멕시코",0.045,0.097,0.141,0.274,0.533,0.617,0.537,0.534,0.533,0.532,0.521,0.636,0.567,0.541,0.239,0.198,0.244,0.264,0.002,"Mexico"]
["중남미",0.299,0.45,0.662,0.878,1.17,1.247,1.321,1.434,1.504,1.485,1.433,1.397,1.375,1.394,1.267,1.384,1.186,1.165,0.007,"Total S. & Cent. America"]
["브라질",0.102,0.247,0.402,0.544,0.606,0.647,0.64,0.69,0.734,0.738,0.667,0.703,0.688,0.646,0.587,0.712,0.586,0.573,0.003,"Brazil"]
["칠레",0.054,0.046,0.109,0.135,0.188,0.241,0.281,0.316,0.319,0.306,0.311,0.323,0.312,0.314,0.263,0.292,0.238,0.176,0.001,"Chile"]
["유럽",20.712,21.264,24.031,16.584,15.338,15.987,16.364,15.862,14.879,14.244,13.744,13.291,12.979,11.065,9.57,10.435,10.02,8.395,0.051,"Total Europe"]
["독일",6.242,5.918,5.507,3.572,3.226,3.279,3.37,3.468,3.333,3.294,3.204,3.009,2.904,2.247,1.854,2.239,2.31,1.826,0.011,"Germany"]
["폴란드",2.938,4.256,3.284,2.355,2.306,2.301,2.145,2.235,2.07,2.038,2.072,2.084,2.085,1.858,1.722,1.905,1.784,1.506,0.009,"Poland"]
["튀르키예",0.194,0.294,0.671,0.94,1.316,1.418,1.528,1.322,1.513,1.454,1.61,1.652,1.711,1.755,1.701,1.736,1.759,1.649,0.01,"Türkiye"]
["우크라이나",0,0,3.477,1.614,1.601,1.737,1.789,1.734,1.489,1.145,1.359,1.078,1.175,1.092,0.957,0.954,0.545,0.487,0.003,"Ukraine"]
["체코",1.553,1.61,1.245,0.888,0.786,0.774,0.742,0.707,0.686,0.684,0.689,0.674,0.67,0.603,0.524,0.542,0.556,0.471,0.003,"Czech Republic"]
["이탈리아",0.413,0.526,0.613,0.524,0.572,0.642,0.658,0.567,0.552,0.516,0.46,0.403,0.369,0.279,0.213,0.235,0.311,0.217,0.001,"Italy"]
["영국",4.02,2.975,2.719,1.538,1.277,1.288,1.625,1.566,1.264,0.998,0.508,0.411,0.347,0.248,0.226,0.231,0.21,0.184,0.001,"United Kingdom"]
["독립국가연합",13.069,14.132,9.623,5.281,5.288,5.572,5.84,5.523,5.39,5.165,5.245,5.16,5.383,5.228,4.884,5.055,5.485,5.486,0.033,"Total CIS"]
["러시아",0,0,7.633,4.428,3.79,3.936,4.121,3.789,3.666,3.857,3.737,3.514,3.628,3.567,3.291,3.426,3.842,3.834,0.023,"Russia"]
["카자흐스탄",0,0,1.621,0.747,1.398,1.522,1.585,1.569,1.551,1.145,1.336,1.466,1.524,1.443,1.365,1.404,1.41,1.386,0.008,"Kazakhstan"]
["중동",0.015,0.05,0.129,0.322,0.416,0.42,0.495,0.441,0.441,0.42,0.381,0.376,0.372,0.381,0.371,0.377,0.378,0.379,0.002,"Total Middle East"]
["아프리카",1.299,1.957,3.16,3.469,4.202,4.136,4.033,4.076,4.269,4.044,4.29,4.294,4.212,4.451,4.303,4.313,4.122,4.082,0.025,"Total Africa"]
["남아공",1.145,1.788,2.818,3.125,3.886,3.79,3.699,3.699,3.747,3.515,3.78,3.719,3.529,3.761,3.682,3.586,3.379,3.325,0.02,"South Africa"]
["아시아·태평양",13.072,20.822,35.199,48.069,102.296,109.574,111.727,114.142,115.743,115.003,113.211,115.674,119.047,121.94,121.906,127.754,129.797,135.695,0.827,"Total Asia Pacific"]
["중국",6.947,12.74,22.084,29.561,73.226,79.717,80.72,82.448,82.097,80.385,78.033,78.896,80.468,82.52,84.249,87.536,87.832,91.939,0.56,"China"]
["인도",1.573,2.374,4.594,6.88,12.055,12.524,13.636,14.435,15.844,16.166,16.516,17.054,17.934,17.96,16.973,19.27,20.026,21.981,0.134,"India"]
["일본",2.528,2.437,3.268,3.998,4.87,4.618,4.875,5.074,4.989,5.033,5.023,5.097,4.992,4.905,4.575,4.93,4.916,4.536,0.028,"Japan"]
["인도네시아",0.004,0.011,0.143,0.551,1.547,1.787,1.821,1.587,1.689,1.916,1.96,2.038,2.361,2.884,2.755,2.748,4.379,4.32,0.026,"Indonesia"]
["한국",0.236,0.553,1.01,1.797,3.23,3.504,3.376,3.414,3.534,3.576,3.412,3.608,3.628,3.439,3.025,3.037,2.868,2.694,0.016,"South Korea"]
["베트남",0.055,0.095,0.093,0.196,0.609,0.726,0.674,0.72,0.87,1.098,1.189,1.188,1.582,2.09,2.195,2.085,1.901,2.323,0.014,"Vietnam"]
["호주",0.834,1.169,1.6,2.13,2.187,2.131,1.996,1.894,1.879,1.945,1.944,1.877,1.832,1.751,1.685,1.629,1.544,1.508,0.009,"Australia"]
["주: 상업용 연료이며, ♦는 0.05% 이하.",{"$nulls":9},"Note: Commercial solid fuels only, ♦ less than 0.05%"]
["자료: EI 2024 Energy Institute Statistical Review of World Energy",{"$nulls":9},"Sorece: EI 2024 Energy Institute Statistical Review of World Energy"]

{"sheet":"Ⅷ-2-15","index":125,"n_rows":41,"n_cols":21,"rows_kept":41,"cut":false,"hidden":false,"merged":[],"flags":["formulas_cached_only"]}
["2. 에너지통계 Energy Statistics"]
["2-15. 국별 원자력 소비 Nuclear Energy Consumption by Country"]
[]
["단위: 엑사줄",{"$nulls":19},"Unit: EJ(Exajoules)"]
[null,1970,1980,1990,2000,2010,2011,2012,2013,2014,2015,2016,2017,2018,2019,2020,2021,2022,2023,"23년 점유율"]
[{"$nulls":19},"Share of total 2023"]
["전세계",0.806,7.272,20.436,26.362,26.543,25.277,23.401,23.446,23.782,23.958,24.171,24.243,24.679,25.458,24.397,25.333,24.134,24.567,1,"Total World"]
["OECD",0.747,6.321,17.711,22.982,22.073,20.566,18.583,18.601,18.607,18.368,18.246,18.015,18.002,18.159,16.984,17.285,16.122,16.437,0.669,"OECD"]
["Non-OECD",0.059,0.952,2.726,3.38,4.47,4.711,4.818,4.845,5.174,5.59,5.925,6.228,6.677,7.3,7.413,8.048,8.012,8.13,0.495,"Non-OECD"]
["유럽연합",0.171,1.891,7.448,8.784,8.188,7.984,7.691,7.591,7.604,7.319,7.102,6.982,6.964,6.969,6.201,6.614,5.487,5.559,0.684,"European Union "]
["북미",0.245,3.089,6.973,8.929,9.064,8.909,8.646,8.898,8.941,8.855,8.872,8.815,8.803,8.775,8.53,8.358,8.193,8.234,0.335,"Total North America"]
["미국",0.234,2.7,6.203,8.106,8.145,7.927,7.671,7.82,7.853,7.806,7.843,7.79,7.765,7.758,7.543,7.418,7.315,7.324,0.298,"United States"]
["캐나다",0.011,0.388,0.74,0.738,0.863,0.886,0.892,0.967,0.997,0.941,0.931,0.925,0.914,0.915,0.885,0.831,0.78,0.799,0.033,"Canada"]
["맥시코",0,0,0.03,0.084,0.056,0.096,0.083,0.111,0.091,0.108,0.098,0.1,0.124,0.102,0.101,0.108,0.098,0.111,0.005,"Mexico"]
["중남미",0,0.024,0.097,0.125,0.208,0.21,0.213,0.204,0.196,0.203,0.223,0.201,0.206,0.224,0.218,0.225,0.198,0.211,0.009,"Total S. & Cent. America"]
["브라질",0,0,0.023,0.062,0.139,0.149,0.152,0.145,0.144,0.137,0.147,0.145,0.143,0.147,0.127,0.133,0.131,0.13,0.005,"Brazil"]
["아르헨티나",0,0.024,0.074,0.063,0.069,0.061,0.061,0.058,0.052,0.065,0.077,0.056,0.063,0.077,0.091,0.092,0.067,0.08,0.003,"Argentina"]
["유럽",0.455,2.416,9.138,10.711,9.893,9.758,9.454,9.285,9.288,9.005,8.711,8.604,8.553,8.466,7.557,7.976,6.684,6.604,0.269,"Total Europe"]
["프랑스",0.058,0.626,3.208,4.241,4.109,4.216,4.03,3.989,4.085,4.069,3.729,3.662,3.774,3.633,3.21,3.429,2.654,3.035,0.124,"France"]
["우크라이나",0,0,0.778,0.79,0.855,0.86,0.854,0.783,0.827,0.815,0.749,0.787,0.771,0.756,0.691,0.779,0.559,0.47,0.019,"Ukraine"]
["독일",0.066,0.568,1.558,1.733,1.348,1.029,0.942,0.916,0.909,0.854,0.783,0.702,0.695,0.684,0.584,0.625,0.313,0.065,0.003,"Germany"]
["스페인",0.009,0.053,0.554,0.635,0.591,0.55,0.582,0.534,0.536,0.533,0.542,0.534,0.51,0.531,0.529,0.511,0.528,0.51,0.021,"Spain"]
["스웨덴",0.001,0.271,0.697,0.585,0.554,0.576,0.607,0.626,0.607,0.524,0.584,0.604,0.627,0.602,0.446,0.479,0.468,0.435,0.018,"Sweden"]
["영국",0.266,0.378,0.672,0.869,0.596,0.657,0.667,0.665,0.597,0.654,0.663,0.647,0.595,0.512,0.456,0.415,0.43,0.366,0.015,"United Kingdom"]
["벨기에",0.001,0.128,0.436,0.492,0.46,0.46,0.382,0.401,0.315,0.243,0.402,0.388,0.261,0.396,0.312,0.455,0.395,0.295,0.012,"Belgium"]
["체코",0,0,0.129,0.139,0.268,0.27,0.287,0.289,0.284,0.25,0.223,0.261,0.273,0.275,0.273,0.278,0.279,0.273,0.011,"Czech Republic"]
["스위스",0.018,0.147,0.24,0.268,0.254,0.256,0.243,0.246,0.26,0.216,0.197,0.189,0.223,0.23,0.209,0.168,0.208,0.209,0.009,"Switzerland"]
["핀란드",0,0.071,0.196,0.23,0.219,0.221,0.218,0.222,0.221,0.216,0.215,0.207,0.208,0.217,0.211,0.213,0.228,0.307,0.013,"Finland"]
["독립국가연합",0.045,0.755,1.209,1.356,1.658,1.672,1.704,1.646,1.715,1.844,1.84,1.892,1.889,1.923,1.987,2.081,2.083,2.08,0.085,"Total CIS"]
["러시아",0,0,1.209,1.335,1.634,1.648,1.682,1.624,1.692,1.818,1.818,1.868,1.87,1.903,1.959,2.01,2.015,1.951,0.079,"Russia"]
["중동",0,0,0,0,0,0.001,0.014,0.04,0.038,0.033,0.06,0.064,0.063,0.058,0.072,0.127,0.24,0.349,0.014,"Total Middle East"]
["이란",0,0,0,0,0,0.001,0.014,0.04,0.038,0.033,0.06,0.064,0.063,0.058,0.057,0.032,0.059,0.06,0.002,"Iran"]
["아프리카",0,0,0.086,0.133,0.13,0.123,0.123,0.133,0.129,0.114,0.139,0.13,0.106,0.121,0.09,0.112,0.091,0.08,0.003,"Total Africa"]
["남아공",0,0,0.086,0.133,0.13,0.123,0.123,0.133,0.129,0.114,0.139,0.13,0.106,0.121,0.09,0.112,0.091,0.08,0.003,"South Africa"]
["아시아·태평양",0.06,0.989,2.933,5.108,5.589,4.604,3.248,3.24,3.476,3.905,4.325,4.538,5.06,5.891,5.942,6.455,6.645,7.009,0.285,"Total Asia Pacific"]
["중국",0,0,0,0.171,0.717,0.831,0.931,1.05,1.247,1.594,1.971,2.281,2.696,3.175,3.322,3.684,3.763,3.901,0.159,"China"]
["한국",0,0.036,0.54,1.113,1.425,1.474,1.424,1.307,1.464,1.533,1.498,1.365,1.22,1.329,1.453,1.428,1.586,1.62,0.066,"South Korea"]
["인도",0.013,0.025,0.065,0.161,0.221,0.307,0.314,0.314,0.325,0.356,0.35,0.344,0.357,0.411,0.405,0.397,0.416,0.433,0.018,"India"]
["일본",0.047,0.844,1.988,3.26,2.803,1.553,0.17,0.137,0,0.042,0.163,0.267,0.449,0.598,0.39,0.553,0.466,0.695,0.028,"Japan"]
["주: ^은 0.05 이하",{"$nulls":8},"Note: ^ less than 0.05"]
["자료: EI 2024 Energy Institute Statistical Review of World Energy",{"$nulls":8},"Sorece: EI 2024 Energy Institute Statistical Review of World Energy"]

{"sheet":"Ⅷ-2-16","index":126,"n_rows":40,"n_cols":21,"rows_kept":40,"cut":false,"hidden":false,"merged":[],"flags":["formulas_cached_only"]}
["2. 에너지통계 Energy Statistics"]
["2-16. 국별 수력 소비 Hydro Energy Consumption by Country"]
[]
["단위: 엑사줄",{"$nulls":19},"Unit: EJ(Exajoules)"]
[null,1970,1980,1990,2000,2010,2011,2012,2013,2014,2015,2016,2017,2018,2019,2020,2021,2022,2023,"23년 점유율"]
[{"$nulls":19},"Share of total 2023"]
["전세계",12.504,18.434,22.979,28.174,34.274,34.685,35.945,37.165,37.926,37.603,38.699,38.976,39.891,40.265,41.217,40.401,40.579,39.653,1,"Total World"]
["Non-OECD",3.316,6.572,9.855,13.261,20.218,20.348,21.646,22.781,23.838,23.725,24.637,25.03,25.71,26.459,27.079,26.745,27.487,26.696,0.673,"Non-OECD"]
["OECD",9.188,11.862,13.124,14.913,14.056,14.337,14.299,14.384,14.088,13.879,14.062,13.945,14.181,13.806,14.138,13.656,13.091,12.957,0.327,"OECD"]
["유럽연합",2.499,3.169,3.03,3.792,3.735,3.05,3.264,3.598,3.597,3.248,3.323,2.809,3.264,3.01,3.27,3.271,2.574,3.046,0.077,"European Union "]
["북미",4.542,5.855,6.52,7.053,6.453,7.231,6.773,6.734,6.604,6.394,6.546,6.92,6.74,6.556,6.582,6.275,6.425,5.807,0.146,"Total North America"]
["캐나다",1.683,2.674,3.148,3.798,3.511,3.731,3.754,3.844,3.73,3.705,3.715,3.78,3.675,3.623,3.655,3.602,3.733,3.406,0.086,"Canada"]
["미국",2.698,3.002,3.111,2.904,2.571,3.139,2.705,2.615,2.494,2.389,2.542,2.844,2.758,2.709,2.674,2.345,2.358,2.21,0.056,"United States"]
["멕시코",0.16,0.18,0.261,0.352,0.372,0.36,0.314,0.274,0.379,0.299,0.289,0.296,0.307,0.224,0.254,0.327,0.334,0.191,0.005,"Mexico"]
["중남미",0.699,2.144,3.841,5.858,6.934,7.303,7.131,6.866,6.625,6.43,6.547,6.717,6.831,6.695,6.591,6.302,6.993,7.013,0.177,"Total S. & Cent. America"]
["브라질",0.424,1.372,2.2,3.24,4.03,4.254,4.1,3.836,3.642,3.488,3.671,3.554,3.705,3.776,3.748,3.418,4.009,4.009,0.101,"Brazil"]
["콜롬비아",0.064,0.154,0.293,0.328,0.405,0.481,0.47,0.435,0.436,0.433,0.451,0.549,0.54,0.517,0.471,0.57,0.604,0.56,0.014,"Colombia"]
["베네수엘라",0.044,0.155,0.394,0.669,0.766,0.826,0.807,0.8,0.784,0.725,0.607,0.671,0.622,0.596,0.635,0.639,0.643,0.613,0.015,"Venezuela"]
["아르헨티나",0.017,0.161,0.189,0.304,0.333,0.31,0.288,0.322,0.316,0.314,0.287,0.303,0.307,0.261,0.224,0.185,0.214,0.28,0.007,"Argentina"]
["페루",0.038,0.075,0.111,0.172,0.2,0.214,0.217,0.219,0.217,0.23,0.233,0.279,0.293,0.299,0.288,0.301,0.279,0.272,0.007,"Peru"]
["유럽",3.684,4.948,5.347,6.576,6.502,5.657,6.175,6.492,6.281,6.179,6.298,5.621,6.157,5.962,6.249,6.164,5.294,5.973,0.151,"Total Europe"]
["노르웨이",0.615,0.89,1.29,1.51,1.166,1.195,1.399,1.257,1.321,1.331,1.376,1.364,1.324,1.189,1.332,1.35,1.198,1.273,0.032,"Norway"]
["스웨덴",0.442,0.627,0.772,0.837,0.671,0.666,0.779,0.602,0.622,0.73,0.599,0.623,0.592,0.62,0.683,0.695,0.655,0.618,0.016,"Sweden"]
["프랑스",0.603,0.74,0.573,0.706,0.627,0.445,0.58,0.695,0.613,0.529,0.578,0.469,0.609,0.532,0.583,0.553,0.416,0.519,0.013,"France"]
["이탈리아",0.43,0.482,0.337,0.471,0.511,0.455,0.413,0.518,0.571,0.441,0.409,0.347,0.465,0.44,0.45,0.428,0.267,0.364,0.009,"Italy"]
["스위스",0.311,0.356,0.317,0.392,0.36,0.322,0.381,0.377,0.371,0.371,0.334,0.327,0.33,0.357,0.354,0.344,0.277,0.346,0.009,"Switzerland"]
["독립국가연합",1.324,1.958,2.249,2.219,2.167,2.113,2.103,2.251,2.157,2.088,2.273,2.303,2.327,2.358,2.484,2.494,2.33,2.366,0.06,"Total CIS"]
["러시아",0,0,1.776,1.747,1.664,1.619,1.613,1.777,1.691,1.629,1.779,1.774,1.816,1.845,2.009,2.021,1.855,1.878,0.047,"Russia"]
["카자흐스탄",0,0,0.078,0.08,0.08,0.078,0.075,0.076,0.081,0.09,0.112,0.107,0.099,0.095,0.091,0.087,0.086,0.082,0.002,"Kazakhstan"]
["중동",0.038,0.103,0.163,0.114,0.174,0.181,0.211,0.231,0.195,0.163,0.194,0.198,0.122,0.385,0.276,0.176,0.17,0.258,0.007,"Total Middle East"]
["이란",0.026,0.059,0.079,0.04,0.102,0.106,0.123,0.143,0.141,0.128,0.149,0.165,0.094,0.321,0.219,0.13,0.131,0.212,0.005,"Iran"]
["아프리카",0.294,0.514,0.609,0.801,1.076,1.1,1.095,1.15,1.208,1.171,1.147,1.2,1.277,1.314,1.396,1.436,1.467,1.512,0.038,"Total Africa"]
["동아프리카",0.121,0.192,0.227,0.329,0.539,0.552,0.57,0.603,0.641,0.63,0.592,0.618,0.651,0.65,0.695,0.727,0.747,0.768,0.019,"Eastern Africa"]
["아시아·태평양",1.924,2.911,4.25,5.553,10.967,11.1,12.456,13.442,14.858,15.179,15.693,16.018,16.437,16.995,17.639,17.554,17.899,16.724,0.422,"Total Asia Pacific"]
["중국",0.256,0.62,1.349,2.368,7.108,6.833,8.517,8.925,10.335,10.805,11.114,11.162,11.419,12.076,12.496,12.246,12.184,11.465,0.289,"China"]
["인도",0.324,0.59,0.707,0.82,1.087,1.308,1.143,1.295,1.356,1.292,1.237,1.301,1.331,1.538,1.548,1.51,1.642,1.395,0.035,"India"]
["일본",0.803,0.94,0.925,0.899,0.884,0.819,0.761,0.778,0.797,0.831,0.765,0.759,0.771,0.701,0.741,0.75,0.703,0.697,0.018,"Japan"]
["베트남",0.006,0.016,0.057,0.155,0.285,0.408,0.526,0.567,0.606,0.544,0.616,0.823,0.791,0.627,0.689,0.741,0.9,0.757,0.019,"Vietnam"]
["한국",0.013,0.02,0.05,0.043,0.037,0.046,0.039,0.042,0.027,0.021,0.027,0.027,0.032,0.026,0.037,0.029,0.033,0.035,0.001,"South Korea"]
["자료: EI 2024 Energy Institute Statistical Review of World Energy",{"$nulls":8},"Sorece: EI 2024 Energy Institute Statistical Review of World Energy"]

{"sheet":"Ⅷ-2-17","index":127,"n_rows":41,"n_cols":19,"rows_kept":41,"cut":false,"hidden":false,"merged":[[4,0,5,0],[4,18,5,18]],"flags":["formulas_cached_only"]}
["2. 에너지통계 Energy Statistics"]
["2-17. 국별 발전 전력량  Power Generation by Country"]
[]
["단위: TWh",{"$nulls":17},"Unit: TWh"]
[null,1985,1990,1995,2000,2005,2010,2014,2015,2016,2017,2018,2019,2020,2021,2022,2023,"23년 점유율"]
[{"$nulls":17},"Share of total 2023"]
["전세계",9886.065,11961.343,13381.8,15564.547,18464.544,21590.594,24076.184,24314.601,24984.259,25737.986,26783.334,27147.335,27032.536,28548.497,29188.081,29924.752,1,"Total World"]
["Non-OECD",3321.926,4145.952,4660.262,5650.342,7720.515,10519.091,13104.503,13294.902,13854.684,14555.513,15406.714,15911.617,16090.528,17295.137,17836.833,18746.152,0.626,"Non-OECD"]
["OECD",6564.139,7815.391,8721.538,9914.205,10744.029,11071.503,10971.681,11019.699,11129.575,11182.473,11376.62,11235.718,10942.008,11253.36,11351.248,11178.6,0.374,"OECD"]
["유럽연합",2023.12,2273.993,2409.032,2659.527,2927.712,2981.565,2850.299,2897.989,2919.126,2951.4,2936.037,2894.413,2780.556,2901.746,2812.378,2737.245,0.091,"European Union "]
["북미",3212.374,3830.964,4275.556,4859.697,5191.237,5276.83,5319.55,5321.304,5337.376,5302.493,5475.316,5414.685,5267.242,5380.852,5536.818,5481.995,0.183,"Total North America"]
["미국",2657.15,3232.78,3567.331,4052.253,4322.787,4394.251,4363.281,4349.866,4348.877,4303.799,4464.501,4414.083,4287.614,4400.901,4537.731,4493.958,0.15,"United States"]
["캐나다",459.016,480.593,557.869,603.816,620.48,607.012,652.953,661.088,668.154,669.609,661.516,656.023,653.901,649.935,658.94,633.175,0.021,"Canada"]
["멕시코",96.208,117.592,150.356,203.628,247.971,275.568,303.316,310.35,320.345,329.085,349.299,344.58,325.727,330.017,340.147,354.862,0.012,"Mexico"]
["중남미",408.713,508.552,646.374,808.784,943.337,1140.54,1289.979,1299.038,1306.58,1305.76,1314.946,1332.395,1321.589,1379.265,1407.738,1464.514,0.049,"Total S. & Cent. America"]
["브라질",193.682,222.82,275.601,348.921,403.083,515.799,590.542,581.228,578.898,589.327,601.396,633.318,628.764,656.109,677.173,709.992,0.024,"Brazil"]
["아르헨티나",45.304,51.005,67.169,88.978,105.75,125.992,138.551,145.422,147.193,145.618,146.774,139.53,144.643,153.152,145.619,146.432,0.005,"Argentina"]
["유럽",2883.876,3211.609,3278.875,3619.412,3958.623,4064.753,3938.496,3983.127,4021.975,4061.939,4065.046,3997.205,3884.171,4041.271,3899.388,3805.127,0.127,"Total Europe"]
["독일",522.534,549.9,536.821,576.55,622.713,632.811,626.583,647.005,649.171,652.333,641.425,608.217,574.665,587.086,577.853,513.685,0.017,"Germany"]
["프랑스",344.465,420.751,494.274,539.954,576.062,569.288,564.825,571.65,556.213,553.977,573.886,562.734,524.34,547.242,466.512,519.705,0.017,"France"]
["영국",298.089,319.739,337.424,377.068,398.361,382.068,338.096,338.875,339.164,338.197,333.716,327.091,314.662,308.912,322.007,285.606,0.01,"United Kingdom"]
["튀르키예",34.219,57.543,86.247,124.922,161.956,211.21,251.963,261.783,274.408,297.278,304.802,303.898,306.703,334.723,328.379,328.048,0.011,"Turkey"]
["이탈리아",185.74,216.6,241.489,276.642,303.7,302.062,279.829,282.994,289.768,295.83,289.708,293.853,280.531,289.07,283.953,265.346,0.009,"Italy"]
["독립국가연합",1213.718,1363.653,1068.325,1071.699,1180.583,1283.983,1337.935,1340.887,1369.322,1383.046,1416.357,1426.352,1399.978,1491.208,1505.802,1524.836,0.051,"Total CIS"]
["러시아",962,1082.2,860.027,877.764,954.1,1038.033,1064.197,1067.543,1090.97,1091.184,1109.198,1118.143,1085.419,1157.086,1166.935,1178.249,0.039,"Russia"]
["카자흐스탄",81.263,87.379,66.739,51.635,67.92,82.646,94.643,91.645,94.642,103.128,107.269,106.483,108.628,115.079,113.453,112.982,0.004,"Kazakhstan"]
["중동",183.517,258.168,354.378,478.264,658.475,892.599,1082.985,1134.405,1166.777,1246.242,1254.657,1295.891,1309.778,1361.899,1392.209,1463.389,0.049,"Total Middle East"]
["사우디아라비아",51.654,79.88,109.928,138.683,191.055,248.774,328.202,350.641,357.66,394.992,374.783,378.536,380.894,392.944,401.262,422.865,0.014,"Saudi Arabia"]
["이란",38.915,57.655,84.353,119.348,177.077,235.681,275.628,280.238,286.143,305.164,312.35,318.885,337.219,356.412,367.073,382.872,0.013,"Iran"]
["아프리카",258.986,318.776,362.692,440.236,560.531,672.874,770.483,790.447,799.606,826.595,849.703,869.208,852.053,891.143,902.743,902.927,0.03,"Total Africa"]
["남아공",143.491,167.226,186.655,210.67,244.922,259.601,254.765,250.39,253.075,255.432,256.336,252.578,239.459,244.322,234.789,224.4,0.007,"South Africa"]
["이집트",30.254,41.953,50.652,73.319,104.947,144.432,171.234,181.836,188.191,193.211,199.399,200.563,198.61,209.656,216.711,220.146,0.007,"Egypt"]
["아시아·태평양",1724.88,2469.62,3395.601,4286.454,5971.759,8259.014,10336.756,10445.393,10982.623,11611.912,12407.309,12811.599,12997.725,14002.86,14543.384,15281.965,0.511,"Total Asia Pacific"]
["중국",410.69,621.2,1007.03,1355.6,2500.26,4207.16,5794.457,5814.573,6133.16,6604.447,7166.133,7503.428,7779.06,8534.248,8848.712,9456.44,0.316,"China"]
["인도",186.386,287.763,427.149,571.394,704.509,937.468,1262.22,1322.097,1401.742,1471.342,1579.191,1622.1,1581.947,1695.496,1829.287,1958.243,0.065,"India"]
["일본",671.953,881.5,1010.88,1099.671,1153.062,1156.023,1062.729,1030.114,1063.694,1076.877,1082.912,1047.389,1011.028,1034.662,1040.564,1013.259,0.034,"Japan"]
["한국",62.667,118.461,203.546,290.443,389.48,495.028,540.379,547.802,560.985,576.412,592.905,586.806,577.112,607.768,624.6,617.923,0.021,"South Korea"]
["인도네시아",16.369,33.115,54.121,93.326,127.561,169.786,228.556,233.982,247.918,254.66,283.771,295.449,291.83,309.076,333.537,350.609,0.012,"Indonesia"]
["대만",55.557,90.194,133.117,184.841,227.512,247.059,259.964,258.142,264.108,270.256,275.539,274.192,280,291.033,288.186,282.136,0.009,"Taiwan"]
["주: 출력기준",{"$nulls":7},"Note. Based on gross output"]
["자료: EI 2024 Energy Institute Statistical Review of World Energy",{"$nulls":7},"Sorece: EI 2024 Energy Institute Statistical Review of World Energy"]

{"sheet":"Ⅸ. 에너지밸런스","index":128,"n_rows":4,"n_cols":9,"rows_kept":4,"cut":false,"hidden":false,"merged":[],"flags":["formulas_cached_only"]}
[{"$nulls":8},"[목 차]"]
[]
[]
[null,"Ⅸ. 에너지밸런스"]

{"sheet":"2023","index":129,"n_rows":104,"n_cols":51,"rows_kept":104,"cut":false,"hidden":false,"merged":[],"flags":["formulas_cached_only"]}
[]
[null,"ENERGY BALANCE",null,"석탄및석탄제품","무연탄","국내무연탄","수입무연탄","유연탄및기타석탄","원료탄","기타유연탄","아역청탄","갈탄","토탄","고형연료","코크스","천연가스","도시가스","원유및정제원료","원유","정제원료","첨가물","기타탄화수소","석유제품","정제가스","프로판","부탄","휘발유","항공휘발유","휘발유형항공유","등유형항공유","등유","경유","B-A","B-B","B-C","납사","용제","윤활유","아스팔트","파라핀왁스","석유코크","기타석유제품","원자력","수력","바이오및폐기물","지열,태양및기타","기타에너지원","전기","열","총에너지","메모: 신재생"]
[null,"2023(잠정)",null,"Coal","Anthracite","Domestic-c","Import-c","Bituminous","Coking coal","Other bituminous","Sub-Bituminous","Lignite/Brown coal","Peat","Patent Fuel","Coke Oven Coke","Natural Gas","City Gas","Crude oil & refinery feedstocks","Crude oil","Refinery feedstocks","Additives/blending components","Other hydrocarbons","Petroleum","Refinery gas","Propane","Butane","Gasoline","Aviation gasoline","Gasoline type jet fuel","Kerosene type jet fuel","Kerosene","Diesel","B-A","B-B","B-C","Naphtha","White spirit & SBP","Lubricants","Bitumen","Para. -wax","Pet. -coke","Other oil products","Nuclear","Hydro","Biofuels and waste","Geothermal, solar, etc.","Other sources","Electricity","Heat","Total of all energy sources","Memo: New and Renewables"]
[null,"(UNIT: Physical)",null,"1000 ton","1000 ton","1000 ton","1000 ton","1000 ton","1000 ton","1000 ton","1000 ton","1000 ton","1000 ton","1000 ton","1000 ton","1000 ton","mil. Nm3","1000 bbl","1000 bbl","1000 bbl","1000 bbl","1000 bbl","1000 bbl","1000 bbl","1000 bbl","1000 bbl","1000 bbl","1000 bbl","1000 bbl","1000 bbl","1000 bbl","1000 bbl","1000 bbl","1000 bbl","1000 bbl","1000 bbl","1000 bbl","1000 bbl","1000 bbl","1000 bbl","1000 bbl","1000 bbl","GWh","GWh","1000 toe","1000 toe","1000 toe","GWh","1000 toe","1000 toe","1000 toe"]
[null,"국내생산","Production ",645.905,645.905,645.905,0,0,0,0,0,0,0,0,0,0,0,0,0,0,0,0,0,0,0,0,0,0,0,0,0,0,0,0,0,0,0,0,0,0,0,0,180494.096,3719.949,8942.259,7959.851,0,0,72.72,56516.643,17694.459]
[null,"수입","Imports",119760.685,4638.661,0,4638.661,115122.024,22231.156,90701.237,1891.264,0.217,71.952,0.196,226.002,44117.049,0,1018298.768,1005769.723,12253.456,0,275.589,372054.319,0,77615.852,20785.727,803.632,3.046,0,301.165,22.015,0,0,0,31512.136,239950.845,0.281,967.881,53.914,0,0,37.827,0,0,0,0,0,0,0,326759.824,0]
[null,"수출","Exports",-0.607,-0.302,0,-0.302,-0.305,0,0,-0.013,0,-0.034,-0.045,-0.214,0,0,-2515.145,0,-2305.031,0,-210.114,-494403.771,0,-351.62,-256.967,-101997.491,-167.132,0,-92637.473,-3993.362,-196509.154,-28.494,0,-6136.68,-39861.103,-1209.015,-24607.067,-12200.3,0,0,-14447.913,0,0,0,0,0,0,0,-68757.698,0]
[null,"국제해운벙커링","International Marine Bunkers",0,0,0,0,0,0,0,0,0,0,0,0,-8.843,0,0,0,0,0,0,-72136.144,0,-0.108,0,-0.151,0,0,0,0,-14158.475,-66.226,-0.805,-57910.355,0,-0.024,0,0,0,0,0,0,0,0,0,0,0,0,-11240.539,0]
[null,"국제항공벙커링","International Aviation Bunkers",0,0,0,0,0,0,0,0,0,0,0,0,0,0,0,0,0,0,0,-40267.861,0,0,0,0,0,0,-40265.952,0,-1.909,0,0,0,0,0,0,0,0,0,0,0,0,0,0,0,0,0,-5582.621,0]
[null,"재고변화","Stock changes",1499.886,111,111,0,1388.886,824.939,563.947,0,0,0,0,0,-799.23,0,4688.076,3634.038,1072.965,2.005,-20.932,-6174.319,0,-870.282,-611.32,-761.739,-5.23,0,-927.57,-700.677,-1708.355,-85.158,11.13,938.096,-1631.458,-5.594,382.387,-42.783,-6.126,15.081,-164.722,0,0,0.606,0,0,0,0,-97.908,0.606]
[null,"일차에너지공급","Total primary energy supply",121905.869,5395.264,756.905,4638.359,116510.605,23056.094,91265.185,1891.251,0.217,71.919,0.151,225.788,43308.977,0,1020471.699,1009403.761,11021.39,2.005,44.543,-240927.776,0,76393.843,19917.439,-101955.748,-169.316,0,-133529.83,-4672.024,-212377.892,-179.878,10.325,-31596.804,198458.284,-1214.353,-23256.799,-12189.17,-6.126,15.081,-14574.808,180494.096,3719.949,8942.865,7959.851,0,0,72.72,297597.701,17695.065]
[null,"제품이동","Transfers",0,0,0,0,0,0,0,0,0,0,0,0,0,0,132952.152,0,132952.152,0,0,-133361.134,-149.806,-4160.12,-686.973,3150.392,183.286,0,3785.667,-26837.08,11535.41,51.375,51.629,-38301.746,-83304.707,-680.496,-715.347,3101.569,-29.814,0,-354.375,0,0,0,0,0,0,0,7107.892,0]
[null,"통계오차","Statistical differences",-2274.334,34.353,34.051,0.302,-2308.687,1031.733,-3340.42,0,0,0,0,0,612.145,176.171,-3364.387,-2777.855,-585.796,-0.293,-0.443,3926.174,3623.504,227.924,-7.815,252.288,-0.083,0,-3.935,-8.001,204.693,-1.098,-0.012,-233.705,-226.058,-1.27,-38.704,118.136,-0.351,0.525,20.138,0,0,-0.606,0,0,0,0,-405.858,-1.354]
[null,"일차에너지소비","Total primary energy consumption",119631.535,5429.617,790.956,4638.661,114201.918,24087.827,87924.765,1891.251,0.217,71.919,0.151,225.788,43921.121,176.171,1150059.464,1006625.906,143387.746,1.712,44.1,-370362.736,3473.698,72461.646,19222.651,-98553.069,13.887,0,-129748.097,-31517.105,-200637.789,-129.6,61.941,-70132.255,114927.519,-1896.119,-24010.85,-8969.465,-36.291,15.606,-14909.045,180494.096,3719.949,8942.259,7959.851,0,0,72.72,304299.734,17693.712]
[null,"전환공정","Transformation processes",-72046.241,-917.34,-400,-517.34,-71128.901,0,-69237.65,-1891.251,0,0,0,0,-39746.84,22087.377,-1149565.654,-1006625.906,-142893.936,-1.712,-44.1,1175749.365,39748.561,336.453,17931.111,188916.075,0,0,139253.516,44640.661,351069.798,993.759,64.089,76546.961,222856.456,3516.183,32253.844,18046.238,224.012,3121.7,36229.947,-180494.096,-3716.437,-2399.814,-7147.035,0,584439.604,2815.245,-84747.486,-10338.451]
[null,"발전전용","Electricity-only plants",-72046.241,-917.34,-400,-517.34,-71128.901,0,-69237.65,-1891.251,0,0,0,0,-15133.536,0,0,0,0,0,0,-2678.282,0,-130.818,-4.504,-0.091,0,0,0,-1668.929,-727.572,0,0,-146.369,0,0,0,0,0,0,0,-180494.096,-3716.437,-2167.194,-7147.035,-1525.288,536480.297,-72.72,-66156.558,-11631.118]
[null,"열병합","CHP plants",0,0,0,0,0,0,0,0,0,0,0,0,-6484.604,-261.821,0,0,0,0,0,-528.534,0,-329.582,0,0,0,0,0,0,-0.245,0,0,-198.708,0,0,0,0,0,0,0,0,0,-192.002,0,0,47959.307,2439.869,-2439.801,-192.002]
[null,"열전용","Heat-only plants",0,0,0,0,0,0,0,0,0,0,0,0,-0.076,-271.368,0,0,0,0,0,-1387.908,0,-415.356,0,0,0,0,0,-8.435,0,0,0,-964.117,0,0,0,0,0,0,0,0,0,-40.618,0,0,0,448.096,-63.574,-40.618]
[null,"석유제품생산","Petroleum Products",0,0,0,0,0,0,0,0,0,0,0,0,0,0,-1149565.654,-1006625.906,-142893.936,-1.712,-44.1,1183018.557,39748.561,3886.676,17935.615,188916.166,0,0,139253.516,46318.025,351797.615,993.759,64.089,77856.155,222856.456,3516.183,32253.844,18046.238,224.012,3121.7,36229.947,0,0,0,0,0,0,0,-16691.72,0]
[null,"가스제조","Gas manufacturing",0,0,0,0,0,0,0,0,0,0,0,0,-18128.624,23524.512,0,0,0,0,0,-2674.467,0,-2674.467,0,0,0,0,0,0,0,0,0,0,0,0,0,0,0,0,0,0,0,0,0,0,0,0,0,0]
[null,"석탄합성가스제조","Coal-to-Gas plants",0,0,0,0,0,0,0,0,0,0,0,0,0,0,0,0,0,0,0,0,0,0,0,0,0,0,0,0,0,0,0,0,0,0,0,0,0,0,0,0,0,0,0,212.258,0,0,212.258,212.258]
[null,"기타전환","Non-specified Transformation",0,0,0,0,0,0,0,0,0,0,0,0,0,-903.946,0,0,0,0,0,0,0,0,0,0,0,0,0,0,0,0,0,0,0,0,0,0,0,0,0,0,0,0,0,1313.03,0,0,391.909,1313.03]
[null,"전환자체소비","Transformation Own Use",0,0,0,0,0,0,0,0,0,0,0,0,-2020.113,-570.792,-493.81,0,-493.81,0,0,-39205.105,-34194.541,-2240.089,-150.897,-1.88,0,0,-0.002,-0.596,-9.097,0,0,-520.055,0,-0.056,-0.012,0,0,-2087.882,0,0,0,0,0,0,-35536.944,0,-10087.433,0]
[null,"손실","Losses",0,0,0,0,0,0,0,0,0,0,0,0,7.359,0,0,0,0,0,0,0,0,0,0,0,0,0,0,0,0,0,0,0,0,0,0,0,0,0,0,0,0,0,0,0,-14224.763,-78.935,-1292.639,0]
[null,"최종소비","Total final consumption",47585.294,4512.277,390.956,4121.321,43073.017,24087.827,18687.115,0,0.217,71.919,0.151,225.788,2161.528,21692.756,0,0,0,0,0,766181.524,9027.718,70558.01,37002.866,90361.126,13.887,0,9505.417,13122.96,150422.913,864.159,126.03,5894.652,337783.974,1620.009,8242.982,9076.773,187.721,1049.424,21320.903,0,3.512,6542.444,812.816,0,534677.897,2809.03,208172.177,7355.261]
[null,"산업","Industry",47195.895,4123.029,1.708,4121.321,43072.866,24087.827,18687.115,0,0.217,71.919,0.001,225.788,2161.528,7064.827,0,0,0,0,0,473704.113,9027.718,51945.798,9826.234,1110.044,0,0,9.627,1735.685,16255.473,425.783,100.697,4250.277,337783.974,1383.394,8242.982,9076.773,187.721,1049.424,21292.51,0,0,4575.399,64.239,0,268462.351,0,126412.008,4639.639]
[null,"농림업","Agriculture/Forestry",72.848,0.929,0.929,0,71.919,0,0,0,0,71.919,0,0,0,3.656,0,0,0,0,0,2891.171,0,49.157,1.033,224.329,0,0,0,1010.583,1458.298,18.856,35.236,91.921,0,1.76,0,0,0,0,0,0,0,118.657,38.274,0,15789.992,0,1941.378,156.931]
[null,"어업","Fishing",0,0,0,0,0,0,0,0,0,0,0,0,0,0,0,0,0,0,0,5762.003,0,12.298,0,575.283,0,0,0,0,5108.782,15.637,23.402,26.602,0,0,0,0,0,0,0,0,0,0,0,0,2987.195,0,1071.674,0]
[null,"광업","Mining and quarrying",0,0,0,0,0,0,0,0,0,0,0,0,0,0,0,0,0,0,0,534.669,0,19.603,0.005,0.559,0,0,0,4.711,296.185,8.837,1.064,31.459,0,1.019,0,0,0,171.226,0,0,0,0.072,0,0,1709.275,0,228.286,0.072]
[null,"제조업","Manufacturing",47122.83,4122.1,0.779,4121.321,43000.73,24087.827,18687.115,0,0,0,0,225.788,2161.528,7061.17,0,0,0,0,0,451071.392,9027.718,51777.149,9825.196,250.106,0,0,9.627,548.047,5478.672,265.637,40.158,4083.082,337783.974,1380.615,8242.982,0,187.721,878.198,21292.51,0,0,4443.861,25.965,0,247975.889,0,121087.88,4469.826]
[null,"식품및담배","Food and tobacco",6.617,0,0,0,6.617,0,6.617,0,0,0,0,0,0,860.653,0,0,0,0,0,346.105,0,213.063,0.228,0.762,0,0,0,33.912,21.428,0.97,1.216,74.524,0,0,0,0,0,0,0,0,0,124.849,0,0,13996.069,0,2249.717,124.849]
[null,"섬유및가죽","Textile and leather",1540.862,0,0,0,1540.862,0,1540.862,0,0,0,0,0,0,173.294,0,0,0,0,0,116.473,0,40.969,1.611,0.279,0,0,0,15.96,13.91,0.92,1.846,33.807,0,7.171,0,0,0,0,0,0,0,179.948,0,0,7849.321,0,1949.508,179.948]
[null,"목재및나무제품","Wood and wood products",0,0,0,0,0,0,0,0,0,0,0,0,0,28.438,0,0,0,0,0,44.09,0,2.672,0,1.681,0,0,0,3.853,25.334,0,0,10.481,0,0.069,0,0,0,0,0,0,0,106.903,0,0,1648.158,0,283.929,106.903]
[null,"제지및인쇄","Paper, pulp and print",0,0,0,0,0,0,0,0,0,0,0,0,380.817,276.805,0,0,0,0,0,221.349,0,54.181,0,0.518,0,0,0,4.964,42.76,0.846,2.649,62.367,0,53.065,0,0,0,0,0,0,0,848.62,0,0,8832.714,0,2417.315,848.62]
[null,"화학및석유화학","Chemical and petrochemical",5423.207,0,0,0,5423.207,0,5423.207,0,0,0,0,0,153.431,1553.572,0,0,0,0,0,421536.163,8829.539,42856.45,8918.985,0.881,0,0,0,64.777,57.886,13.362,16.769,1485.35,337783.974,947.917,0,0,130.168,99.041,20331.066,0,0,1506.999,0,0,53390.605,0,62121.059,1506.999]
[null,"메모: 석유화학원료","memo: petrochemical feedstock",0,0,0,0,0,0,0,0,0,0,0,0,82.225,0,0,0,0,0,0,386144.666,0,39515.616,8845.076,0,0,0,0,0,0,0,0,0,337783.974,0,0,0,0,0,0,0,0,0,0,0,0,0,46247.895,0]
[null,"비금속광물","Non-metallic minerals",3479,0,0,0,3479,0,3479,0,0,0,0,0,0,482.146,0,0,0,0,0,3421.969,0,297.019,0.037,5.384,0,0,0,8.536,997.14,22.374,4.48,1480.528,0,0.453,0,0,0,606.018,0,0,0,778.764,0,0,11437.566,0,4809.127,778.764]
[null,"철강","Iron and steel",32878.746,1121.985,0,1121.985,31756.761,24087.827,7443.146,0,0,0,0,225.788,808.38,1067.251,0,0,0,0,0,581.321,0,537.404,18.54,0,0,0,0,3.686,19.656,0.164,0.01,0.772,0,1.057,0,0,0,0.032,0,0,0,12.009,0,0,24287.969,0,26370.339,12.009]
[null,"비철금속","Non-ferrous metals",818.477,320.541,0,320.541,497.937,0,497.937,0,0,0,0,0,280.039,476.308,0,0,0,0,0,349.116,0,129.651,1.192,0,0,0,0,0,22.194,0.353,0.116,194.378,0,1.231,0,0,0,0,0,0,0,0,0,0,8764.277,0,2120.38,0]
[null,"기계류","Machinery",296.347,0,0,0,296.347,0,296.347,0,0,0,0,0,330.065,1351.544,0,0,0,0,0,608.387,0,191.196,0.01,2.603,0,0,0,66.891,281.669,31.614,8.691,19.302,0,6.412,0,0,0,0,0,0,0,327.364,0,0,90706.651,0,10189.197,327.364]
[null,"수송장비","Transport Equipment",0,0,0,0,0,0,0,0,0,0,0,0,29.083,636.938,0,0,0,0,0,2248.757,0,493.349,13.815,203.006,0,0,2.749,39.524,789.311,183.959,0.169,519.179,0,3.696,0,0,0,0,0,0,0,103.794,0,0,23645.136,0,3127.896,103.794]
[null,"기타제조","Other manufacturing",2679.575,2679.574,0.779,2678.795,0,0,0,0,0,0,0,0,179.713,154.222,0,0,0,0,0,9583.803,0,6854.055,869.589,34.992,0,0,3.9,290.017,843.019,11.071,4.208,169.54,0,189.002,0,0,8.282,0,306.131,0,0,453.537,25.965,0,3417.423,0,3668.085,479.502]
[null,"기타에너지","Other energy",0,0,0,0,0,0,0,0,0,0,0,0,0,0,0,0,0,0,0,12013.859,198.179,107.141,1.189,0,0,0,2.978,15.927,2364.365,0.005,0.006,32.853,0,170.542,8242.982,0,49.272,173.107,655.313,0,0,1.075,0,0,0,0,1781.328,1.075]
[null,"건설업","Construction",0.217,0,0,0,0.217,0,0,0,0.217,0,0,0,0,0,0,0,0,0,0,13444.878,0,87.591,0,59.767,0,0,0,172.344,3913.537,116.817,0.837,17.213,0,0,0,9076.773,0,0,0,0,0,12.81,0,0,0,0,2082.79,12.81]
[null,"수송","Transport",0,0,0,0,0,0,0,0,0,0,0,0,0,969.43,0,0,0,0,0,250712.458,0,18.181,26324.289,88959.431,9.482,0,6428.747,5.121,127215.502,388.236,16.693,1346.769,0,0.007,0,0,0,0,0,0,0,696.434,0,0,4720.159,0,35316.289,696.434]
[null,"철도","Rail",0,0,0,0,0,0,0,0,0,0,0,0,0,0,0,0,0,0,0,401.36,0,0.065,0,0,0,0,0,0,401.295,0,0,0,0,0,0,0,0,0,0,0,0,0,0,0,2765.639,0,295.4,0]
[null,"도로","Road",0,0,0,0,0,0,0,0,0,0,0,0,0,969.43,0,0,0,0,0,240784.257,0,4.243,26324.289,88959.407,0,0,0,3.537,125492.533,0.004,0.104,0.134,0,0.007,0,0,0,0,0,0,0,696.434,0,0,1954.52,0,33663.515,696.434]
[null,"국내해운","Domestic navigation",0,0,0,0,0,0,0,0,0,0,0,0,0,0,0,0,0,0,0,3051.083,0,10.247,0,0,0,0,0,0.054,1289.325,388.232,16.589,1346.636,0,0,0,0,0,0,0,0,0,0,0,0,0,0,459.589,0]
[null,"국내항공","Domestic aviation",0,0,0,0,0,0,0,0,0,0,0,0,0,0,0,0,0,0,0,6475.76,0,3.626,0,0.025,9.482,0,6428.747,1.531,32.349,0,0,0,0,0,0,0,0,0,0,0,0,0,0,0,0,0,897.786,0]
[null,"가정","Residential",355.839,355.702,355.702,0,0.138,0,0,0,0,0,0.138,0,0,10198.313,0,0,0,0,0,15044.717,0,6089.741,115.499,2.866,0,0,0,8799.92,9.19,5.775,1.989,19.738,0,0,0,0,0,0,0,0,0,135.857,379.715,0,79885.924,2281.413,22058.397,515.572]
[null,"상업","Commercial",33.345,33.332,33.332,0,0.013,0,0,0,0,0,0.013,0,0,3401.469,0,0,0,0,0,18495.523,0,12244.136,735.546,61.404,0.302,0,62.907,2373.551,2462.749,18.051,5.164,268.946,0,234.374,0,0,0,0,28.393,0,0,135.012,52.386,0,149228.283,450.877,18999.223,187.397]
[null,"공공","Public services",0.215,0.215,0.215,0,0,0,0,0,0,0,0,0,0,58.716,0,0,0,0,0,8224.712,0,260.155,1.299,227.381,4.103,0,3004.136,208.683,4480,26.314,1.488,8.921,0,2.234,0,0,0,0,0,0,3.512,999.743,316.476,0,32381.179,76.74,5386.26,1316.22]
[]
[null,"ENERGY BALANCE",null,"석탄및석탄제품","무연탄","국내무연탄","수입무연탄","유연탄및기타석탄","원료탄","기타유연탄","아역청탄","갈탄","토탄","고형연료","코크스","천연가스","도시가스","원유및정제원료","원유","정제원료","첨가물","기타탄화수소","석유제품","정제가스","프로판","부탄","휘발유","항공휘발유","휘발유형항공유","등유형항공유","등유","경유","B-A","B-B","B-C","납사","용제","윤활유","아스팔트","파라핀왁스","석유코크","기타석유제품","원자력","수력","바이오및폐기물","지열,태양및기타","기타에너지원","전기","열","총에너지","메모: 신재생"]
[null,"2023(잠정)",null,"Coal","Anthracite","Domestic-c","Import-c","Bituminous","Coking coal","Other bituminous","Sub-Bituminous","Lignite/Brown coal","Peat","Patent Fuel","Coke Oven Coke","Natural Gas","City Gas","Crude oil & refinery feedstocks","Crude oil","Refinery feedstocks","Additives/blending components","Other hydrocarbons","Petroleum","Refinery gas","Propane","Butane","Gasoline","Aviation gasoline","Gasoline type jet fuel","Kerosene type jet fuel","Kerosene","Diesel","B-A","B-B","B-C","Naphtha","White spirit & SBP","Lubricants","Bitumen","Para. -wax","Pet. -coke","Other oil products","Nuclear","Hydro","Biofuels and waste","Geothermal, solar, etc.","Other sources","Electricity","Heat","Total of all energy sources","Memo: New and Renewables"]
[null,"(UNIT : 1,000 toe, Gross)"]
[null,"국내생산","Production ",304.221,304.221,304.221,0,0,0,0,0,0,0,0,0,0,0,0,0,0,0,0,0,0,0,0,0,0,0,0,0,0,0,0,0,0,0,0,0,0,0,0,38445.242,792.349,8942.259,7959.851,0,0,72.72,56516.643,17694.459]
[null,"수입","Imports",72433.59,2551.264,0,2551.264,69882.327,15628.502,53150.925,930.502,0.065,17.657,0.09,154.586,57705.1,0,152165.893,149836.363,2281.573,0,47.957,44455.24,0,7523.346,2252.424,99.02,0.422,0,41.753,3.059,0,0,0,5000.009,29374.835,0.035,145.417,8.605,0,0,6.316,0,0,0,0,0,0,0,326759.824,0]
[null,"수출","Exports",-0.348,-0.166,0,-0.166,-0.182,0,0,-0.006,0,-0.008,-0.021,-0.146,0,0,-465.756,0,-429.193,0,-36.563,-68291.594,0,-34.083,-27.846,-12567.637,-23.171,0,-12842.974,-554.897,-28180.698,-4.218,0,-969.198,-4879.805,-150.507,-3697.04,-1947.318,0,0,-2412.205,0,0,0,0,0,0,0,-68757.698,0]
[null,"국제해운벙커링","International Marine Bunkers",0,0,0,0,0,0,0,0,0,0,0,0,-11.566,0,0,0,0,0,0,-11228.973,0,-0.011,0,-0.019,0,0,0,0,-2030.418,-9.803,-0.124,-9188.597,0,-0.003,0,0,0,0,0,0,0,0,0,0,0,0,-11240.539,0]
[null,"국제항공벙커링","International Aviation Bunkers",0,0,0,0,0,0,0,0,0,0,0,0,0,0,0,0,0,0,0,-5582.621,0,0,0,0,0,0,-5582.348,0,-0.274,0,0,0,0,0,0,0,0,0,0,0,0,0,0,0,0,0,-5582.621,0]
[null,"재고변화","Stock changes",962.686,52.281,52.281,0,910.405,579.932,330.473,0,0,0,0,0,-1045.393,0,737.878,541.387,199.784,0.349,-3.643,-753.685,0,-84.357,-66.245,-93.858,-0.725,0,-128.595,-97.378,-244.989,-12.605,1.715,148.847,-199.723,-0.696,57.451,-6.829,-0.796,2.601,-27.502,0,0,0.606,0,0,0,0,-97.908,0.606]
[null,"일차에너지공급","Total primary energy supply",73700.15,2907.6,356.502,2551.097,70792.55,16208.434,53481.398,930.495,0.065,17.649,0.07,154.439,56648.141,0,152438.015,150377.75,2052.165,0.349,7.751,-41401.633,0,7404.896,2158.333,-12562.493,-23.473,0,-18512.165,-649.216,-30456.379,-26.625,1.591,-5008.939,24295.306,-151.171,-3494.171,-1945.541,-0.796,2.601,-2433.391,38445.242,792.349,8942.865,7959.851,0,0,72.72,297597.701,17695.065]
[null,"제품이동","Transfers",0,0,0,0,0,0,0,0,0,0,0,0,0,0,24755.471,0,24755.471,0,0,-17647.579,-13.309,-403.243,-74.443,388.176,25.41,0,524.833,-3729.144,1654.253,7.604,7.954,-6077.312,-10198.18,-84.713,-107.476,495.049,-3.874,0,-59.166,0,0,0,0,0,0,0,7107.892,0]
[null,"통계오차","Statistical differences",-1215.974,16.204,16.038,0.166,-1232.178,725.308,-1957.486,0,0,0,0,0,800.685,179.518,-523.038,-413.836,-109.074,-0.051,-0.077,353.557,321.911,22.093,-0.847,31.086,-0.012,0,-0.546,-1.178,29.354,-0.163,-0.002,-36.756,-27.674,-0.158,-5.815,18.856,-0.046,0.091,3.362,0,0,-0.606,0,0,0,0,-405.858,-1.354]
[null,"일차에너지소비","Total primary energy consumption",72484.176,2923.804,372.54,2551.264,69560.372,16933.742,51523.912,930.495,0.065,17.649,0.07,154.439,57448.827,179.518,176670.447,149963.914,26698.561,0.298,7.674,-58695.655,308.602,7023.746,2083.043,-12143.232,1.925,0,-17987.877,-4379.538,-28772.771,-19.183,9.543,-11123.006,14069.452,-236.042,-3607.462,-1431.637,-4.715,2.691,-2489.194,38445.242,792.349,8942.259,7959.851,0,0,72.72,304299.734,17693.712]
[null,"전환공정","Transformation processes",-41976.695,-472.937,-188.4,-284.537,-41503.758,0,-40573.263,-930.495,0,0,0,0,-51988.866,22507.037,-176578.501,-149963.914,-26606.615,-0.298,-7.674,158996.181,3531.247,32.613,1943.086,23277.323,0,0,19305.679,6203.942,50345.705,147.093,9.873,12137.061,27282.136,437.719,4845.914,2880.401,29.104,538.38,6048.904,-38445.242,-791.601,-2399.814,-7147.035,0,50261.806,2815.245,-84747.486,-10338.451]
[null,"발전전용","Electricity-only plants",-41976.695,-472.937,-188.4,-284.537,-41503.758,0,-40573.263,-930.495,0,0,0,0,-19794.665,0,0,0,0,0,0,-373.422,0,-12.68,-0.488,-0.011,0,0,0,-232.68,-104.339,0,0,-23.224,0,0,0,0,0,0,0,-38445.242,-791.601,-2167.194,-7147.035,-1525.288,46137.306,-72.72,-66156.558,-11631.118]
[null,"열병합","CHP plants",0,0,0,0,0,0,0,0,0,0,0,0,-8481.862,-266.796,0,0,0,0,0,-63.511,0,-31.947,0,0,0,0,0,0,-0.035,0,0,-31.529,0,0,0,0,0,0,0,0,0,-192.002,0,0,4124.5,2439.869,-2439.801,-192.002]
[null,"열전용","Heat-only plants",0,0,0,0,0,0,0,0,0,0,0,0,-0.099,-276.524,0,0,0,0,0,-194.43,0,-40.261,0,0,0,0,0,-1.194,0,0,0,-152.976,0,0,0,0,0,0,0,0,0,-40.618,0,0,0,448.096,-63.574,-40.618]
[null,"석유제품생산","Petroleum Products",0,0,0,0,0,0,0,0,0,0,0,0,0,0,-176578.501,-149963.914,-26606.615,-0.298,-7.674,159886.781,3531.247,376.738,1943.575,23277.334,0,0,19305.679,6437.815,50450.079,147.093,9.873,12344.79,27282.136,437.719,4845.914,2880.401,29.104,538.38,6048.904,0,0,0,0,0,0,0,-16691.72,0]
[null,"가스제조","Gas manufacturing",0,0,0,0,0,0,0,0,0,0,0,0,-23712.24,23971.478,0,0,0,0,0,-259.238,0,-259.238,0,0,0,0,0,0,0,0,0,0,0,0,0,0,0,0,0,0,0,0,0,0,0,0,0,0]
[null,"석탄합성가스제조","Coal-to-Gas plants",0,0,0,0,0,0,0,0,0,0,0,0,0,0,0,0,0,0,0,0,0,0,0,0,0,0,0,0,0,0,0,0,0,0,0,0,0,0,0,0,0,0,0,212.258,0,0,212.258,212.258]
[null,"기타전환","Non-specified Transformation",0,0,0,0,0,0,0,0,0,0,0,0,0,-921.121,0,0,0,0,0,0,0,0,0,0,0,0,0,0,0,0,0,0,0,0,0,0,0,0,0,0,0,0,0,1313.03,0,0,391.909,1313.03]
[null,"전환자체소비","Transformation Own Use",0,0,0,0,0,0,0,0,0,0,0,0,-2642.308,-581.637,-91.947,0,-91.947,0,0,-3715.365,-3037.83,-217.133,-16.352,-0.232,0,0,0,-0.083,-1.305,0,0,-82.338,0,-0.007,-0.002,0,0,-360.084,0,0,0,0,0,0,-3056.177,0,-10087.433,0]
[null,"손실","Losses",0,0,0,0,0,0,0,0,0,0,0,0,9.626,0,0,0,0,0,0,0,0,0,0,0,0,0,0,0,0,0,0,0,0,0,0,0,0,0,0,0,0,0,0,0,-1223.33,-78.935,-1292.639,0]
[null,"최종소비","Total final consumption",30507.481,2450.867,184.14,2266.727,28056.614,16933.742,10950.649,0,0.065,17.649,0.07,154.439,2827.279,22104.918,0,0,0,0,0,96585.161,802.019,6839.226,4009.778,11133.86,1.925,0,1317.802,1824.32,21571.629,127.91,19.416,931.717,41351.588,201.67,1238.45,1448.765,24.389,180.988,3559.71,0,0.748,6542.444,812.816,0,45982.299,2809.03,208172.177,7355.261]
[null,"산업","Industry",30324.076,2267.531,0.805,2266.727,28056.545,16933.742,10950.649,0,0.065,17.649,0,154.439,2827.279,7199.058,0,0,0,0,0,58334.195,802.019,5035.134,1064.81,136.774,0,0,1.335,241.707,2331.141,63.023,15.513,671.376,41351.588,172.215,1238.45,1448.765,24.389,180.988,3554.969,0,0,4575.399,64.239,0,23087.762,0,126412.008,4639.639]
[null,"농림업","Agriculture/Forestry",18.087,0.438,0.438,0,17.649,0,0,0,0,17.649,0,0,0,3.726,0,0,0,0,0,404.696,0,4.765,0.112,27.641,0,0,0,140.654,209.129,2.791,5.428,13.956,0,0.219,0,0,0,0,0,0,0,118.657,38.274,0,1357.939,0,1941.378,156.931]
[null,"어업","Fishing",0,0,0,0,0,0,0,0,0,0,0,0,0,0,0,0,0,0,0,814.775,0,1.192,0,70.884,0,0,0,0,732.633,2.315,3.605,4.147,0,0,0,0,0,0,0,0,0,0,0,0,256.899,0,1071.674,0]
[null,"광업","Mining and quarrying",0,0,0,0,0,0,0,0,0,0,0,0,0,0,0,0,0,0,0,81.217,0,1.9,0.001,0.069,0,0,0,0.656,42.475,1.308,0.164,4.987,0,0.127,0,0,0,29.53,0,0,0,0.072,0,0,146.998,0,228.286,0.072]
[null,"제조업","Manufacturing",30305.924,2267.094,0.367,2266.727,28038.831,16933.742,10950.649,0,0,0,0,154.439,2827.279,7195.333,0,0,0,0,0,54963.593,802.019,5018.787,1064.697,30.817,0,0,1.335,76.438,785.677,39.319,6.187,645.595,41351.588,171.869,1238.45,0,24.389,151.457,3554.969,0,0,4443.861,25.965,0,21325.926,0,121087.88,4469.826]
[null,"식품및담배","Food and tobacco",3.878,0,0,0,3.878,0,3.878,0,0,0,0,0,0,877.005,0,0,0,0,0,40.323,0,20.652,0.025,0.094,0,0,0,4.735,3.073,0.144,0.187,11.413,0,0,0,0,0,0,0,0,0,124.849,0,0,1203.662,0,2249.717,124.849]
[null,"섬유및가죽","Textile and leather",902.945,0,0,0,902.945,0,902.945,0,0,0,0,0,0,176.587,0,0,0,0,0,14.987,0,3.971,0.175,0.034,0,0,0,2.221,1.995,0.136,0.284,5.278,0,0.893,0,0,0,0,0,0,0,179.948,0,0,675.042,0,1949.508,179.948]
[null,"목재및나무제품","Wood and wood products",0,0,0,0,0,0,0,0,0,0,0,0,0,28.978,0,0,0,0,0,6.306,0,0.259,0,0.207,0,0,0,0.535,3.633,0,0,1.663,0,0.009,0,0,0,0,0,0,0,106.903,0,0,141.742,0,283.929,106.903]
[null,"제지및인쇄","Paper, pulp and print",0,0,0,0,0,0,0,0,0,0,0,0,498.109,282.064,0,0,0,0,0,28.91,0,5.252,0,0.064,0,0,0,0.69,6.132,0.125,0.408,9.633,0,6.606,0,0,0,0,0,0,0,848.62,0,0,759.613,0,2417.315,848.62]
[null,"화학및석유화학","Chemical and petrochemical",3177.999,0,0,0,3177.999,0,3177.999,0,0,0,0,0,200.688,1583.09,0,0,0,0,0,51060.691,784.413,4154.099,966.497,0.109,0,0,0,9.001,8.301,1.978,2.583,235.68,41351.588,118.003,0,0,16.912,17.081,3394.448,0,0,1506.999,0,0,4591.592,0,62121.059,1506.999]
[null,"메모: 석유화학원료","memo: petrochemical feedstock",0,0,0,0,0,0,0,0,0,0,0,0,107.55,0,0,0,0,0,0,46140.345,0,3830.27,958.488,0,0,0,0,0,0,0,0,0,41351.588,0,0,0,0,0,0,0,0,0,0,0,0,0,46247.895,0]
[null,"비금속광물","Non-metallic minerals",2038.694,0,0,0,2038.694,0,2038.694,0,0,0,0,0,0,491.307,0,0,0,0,0,516.731,0,28.79,0.004,0.663,0,0,0,1.2,142.997,3.312,0.69,234.503,0,0.056,0,0,0,104.516,0,0,0,778.764,0,0,983.631,0,4809.127,778.764]
[null,"철강","Iron and steel",22066.957,617.092,0,617.092,21449.865,16933.742,4361.683,0,0,0,0,154.439,1057.361,1087.528,0,0,0,0,0,57.719,0,52.091,2.009,0,0,0,0,0.52,2.819,0.024,0.002,0.117,0,0.132,0,0,0,0.005,0,0,0,12.009,0,0,2088.765,0,26370.339,12.009]
[null,"비철금속","Non-ferrous metals",468.088,176.297,0,176.297,291.791,0,291.791,0,0,0,0,0,366.291,485.358,0,0,0,0,0,46.915,0,12.567,0.129,0,0,0,0,0,3.183,0.052,0.018,30.813,0,0.153,0,0,0,0,0,0,0,0,0,0,753.728,0,2120.38,0]
[null,"기계류","Machinery",173.659,0,0,0,173.659,0,173.659,0,0,0,0,0,431.725,1377.223,0,0,0,0,0,78.454,0,18.533,0.001,0.321,0,0,0,9.362,40.393,4.679,1.339,3.028,0,0.798,0,0,0,0,0,0,0,327.364,0,0,7800.772,0,10189.197,327.364]
[null,"수송장비","Transport Equipment",0,0,0,0,0,0,0,0,0,0,0,0,38.04,649.04,0,0,0,0,0,303.541,0,47.821,1.497,25.013,0,0,0.381,5.544,113.192,27.229,0.026,82.378,0,0.46,0,0,0,0,0,0,0,103.794,0,0,2033.482,0,3127.896,103.794]
[null,"기타제조","Other manufacturing",1473.705,1473.704,0.367,1473.338,0,0,0,0,0,0,0,0,235.065,157.152,0,0,0,0,0,1028.763,0,664.367,94.232,4.312,0,0,0.541,40.417,120.894,1.639,0.648,25.998,0,23.528,0,0,1.076,0,51.111,0,0,453.537,25.965,0,293.898,0,3668.085,479.502]
[null,"기타에너지","Other energy",0,0,0,0,0,0,0,0,0,0,0,0,0,0,0,0,0,0,0,1780.253,17.606,10.385,0.129,0,0,0,0.413,2.213,339.065,0.001,0.001,5.093,0,21.23,1238.45,0,6.402,29.855,109.41,0,0,1.075,0,0,0,0,1781.328,1.075]
[null,"건설업","Construction",0.065,0,0,0,0.065,0,0,0,0.065,0,0,0,0,0,0,0,0,0,0,2069.915,0,8.49,0,7.364,0,0,0,23.958,561.227,17.291,0.129,2.691,0,0,0,1448.765,0,0,0,0,0,12.81,0,0,0,0,2082.79,12.81]
[null,"수송","Transport",0,0,0,0,0,0,0,0,0,0,0,0,0,987.85,0,0,0,0,0,33226.072,0,1.762,2852.604,10961.15,1.315,0,891.262,0.716,18243.535,57.466,2.572,213.69,0,0.001,0,0,0,0,0,0,0,696.434,0,0,405.934,0,35316.289,696.434]
[null,"철도","Rail",0,0,0,0,0,0,0,0,0,0,0,0,0,0,0,0,0,0,0,57.555,0,0.006,0,0,0,0,0,0,57.548,0,0,0,0,0,0,0,0,0,0,0,0,0,0,0,237.845,0,295.4,0]
[null,"도로","Road",0,0,0,0,0,0,0,0,0,0,0,0,0,987.85,0,0,0,0,0,31811.143,0,0.411,2852.604,10961.147,0,0,0,0.492,17996.45,0.001,0.016,0.02,0,0.001,0,0,0,0,0,0,0,696.434,0,0,168.089,0,33663.515,696.434]
[null,"국내해운","Domestic navigation",0,0,0,0,0,0,0,0,0,0,0,0,0,0,0,0,0,0,0,459.589,0,0.993,0,0,0,0,0,0.008,184.898,57.465,2.556,213.67,0,0,0,0,0,0,0,0,0,0,0,0,0,0,459.589,0]
[null,"국내항공","Domestic aviation",0,0,0,0,0,0,0,0,0,0,0,0,0,0,0,0,0,0,0,897.786,0,0.351,0,0.003,1.315,0,891.262,0.216,4.639,0,0,0,0,0,0,0,0,0,0,0,0,0,0,0,0,0,897.786,0]
[null,"가정","Residential",167.599,167.536,167.536,0,0.063,0,0,0,0,0,0.063,0,0,10392.081,0,0,0,0,0,1831.542,0,590.282,12.516,0.353,0,0,0,1222.792,1.318,0.855,0.306,3.12,0,0,0,0,0,0,0,0,0,135.857,379.715,0,6870.19,2281.413,22058.397,515.572]
[null,"상업","Commercial",15.705,15.699,15.699,0,0.006,0,0,0,0,0,0.006,0,0,3466.097,0,0,0,0,0,2045.514,0,1186.831,79.707,7.566,0.042,0,8.721,329.96,353.174,2.672,0.796,42.129,0,29.177,0,0,0,0,4.741,0,0,135.012,52.386,0,12833.632,450.877,18999.223,187.397]
[null,"공공","Public services",0.101,0.101,0.101,0,0,0,0,0,0,0,0,0,0,59.832,0,0,0,0,0,1147.838,0,25.217,0.141,28.017,0.569,0,416.484,29.145,642.461,3.895,0.229,1.402,0,0.278,0,0,0,0,0,0,0.748,999.743,316.476,0,2784.781,76.74,5386.26,1316.22]